## Product Information
Product Information
Suppliers
ID | Group | Manufacturer | Product | Description | Size | Material | Specification | Install Type | Source Description | Range | Finish | ID | UPC Code | Manufacture Code | OEM Code | Harrison
eV-210518-2348-0001 | Plumbing | Uponor | Pipework | Manifold Ball Valve | 1 | Stainless Steel | - | Threaded | A2771251 | Valve | None | eV-210518-2348-0001 | 673372404945 | A2771251 | - | -
eV-210518-2348-0002 | Plumbing | Uponor | Pipework | Manifold Ball Valve | 1-1/4 | Stainless Steel | - | Threaded | A2771252 | Valve | None | eV-210518-2348-0002 | 673372404952 | A2771252 | - | -
eV-210519-1009-0001 | Plumbing | Uponor | Pipework | Brass Manifold Bushing | R32 x 3/4 | Brass | - | Threaded | A2133275 | Fitting | None | eV-210519-1009-0001 | 30673372128651 | A2133275 | - | -
eV-210519-1009-0002 | Plumbing | Uponor | Pipework | Brass Manifold Bushing | R32 x 1 | Brass | - | Threaded | A2123210 | Fitting | None | eV-210519-1009-0002 | 30673372118911 | A2123210 | - | -
eV-210519-0912-0001 | Plumbing | Uponor | Pipework | Brass Manifold Adapter | R32 x 3/4 | Brass | - | Threaded x Soldered | A4143210 | Fitting | None | eV-210519-0912-0001 | 30673372118287 | A4143210 | - | -
eV-210519-0912-0002 | Plumbing | Uponor | Pipework | Brass Manifold Adapter | R32 x 1 | Brass | - | Threaded x Soldered | A4133210 | Fitting | None | eV-210519-0912-0002 | 30673372118270 | A4133210 | - | -
eV-210519-0912-0003 | Plumbing | Uponor | Pipework | Brass Manifold Adapter | R32 x 1-1/4 | Brass | - | Threaded x Soldered | A4123215 | Fitting | None | eV-210519-0912-0003 | 30673372309487 | A4123215 | - | -
eV-210519-0923-0001 | Plumbing | Uponor | Pipework | Brass Manifold Fitting Adapter | R32 x 1 | Brass | - | Threaded x Soldered | A4143210 | Fitting | None | eV-210519-0923-0001 | 30673372118287 | A4143210 | - | -
eV-210519-0923-0002 | Plumbing | Uponor | Pipework | Brass Manifold Fitting Adapter | R32 x 1-1/4 | Brass | - | Threaded x Soldered | A4133210 | Fitting | None | eV-210519-0923-0002 | 30673372118270 | A4133210 | - | -
eV-210519-0923-0003 | Plumbing | Uponor | Pipework | Brass Manifold Fitting Adapter | R32 x 1-1/2 | Brass | - | Threaded x Soldered | A4123215 | Fitting | None | eV-210519-0923-0003 | 30673372309487 | A4123215 | - | -
eV-210519-1050-0001 | Plumbing | Uponor | Pipework | Manifold Loop End Cap | R20 | Brass | - | Threaded | A2080020 | Fitting | None | eV-210519-1050-0001 | 30673372118898 | A2080020 | - | -
eV-210519-0954-0001 | Plumbing | Uponor | Pipework | Threaded Brass Manifold Straight Adapter | R32 x R20 | Brass | - | Threaded x Soldered | A4143220 | Fitting | None | eV-210519-0954-0001 | 30673372128736 | A4143220 | - | -
eV-210519-0954-0002 | Plumbing | Uponor | Pipework | Threaded Brass Manifold Straight Adapter | R32 x R25 | Brass | - | Threaded x Soldered | A4143225 | Fitting | None | eV-210519-0954-0002 | 30673372128712 | A4143225 | - | -
eV-210518-0929-0001 | Plumbing | Uponor | Pipework | PEX-a Pipe Support | 1/2 | Galvanized Steel | - | Hanger | F7040500 | Hanger | None | eV-210518-0929-0001 | 30673372314870 | F7040500 | - | -
eV-210518-0929-0002 | Plumbing | Uponor | Pipework | PEX-a Pipe Support | 3/4 | Galvanized Steel | - | Hanger | F7040750 | Hanger | None | eV-210518-0929-0002 | 30673372315075 | F7040750 | - | -
eV-210518-0929-0003 | Plumbing | Uponor | Pipework | PEX-a Pipe Support | 1 | Galvanized Steel | - | Hanger | F7041000 | Hanger | None | eV-210518-0929-0003 | 30673372299474 | F7041000 | - | -
eV-210518-0929-0004 | Plumbing | Uponor | Pipework | PEX-a Pipe Support | 1-1/4 | Galvanized Steel | - | Hanger | F7041250 | Hanger | None | eV-210518-0929-0004 | 30673372299672 | F7041250 | - | -
eV-210518-0929-0005 | Plumbing | Uponor | Pipework | PEX-a Pipe Support | 1-1/2 | Galvanized Steel | - | Hanger | F7041500 | Hanger | None | eV-210518-0929-0005 | 30673372299870 | F7041500 | - | -
eV-210518-0929-0006 | Plumbing | Uponor | Pipework | PEX-a Pipe Support | 2 | Galvanized Steel | - | Hanger | F7042000 | Hanger | None | eV-210518-0929-0006 | 30673372299887 | F7042000 | - | -
eV-210518-0929-0007 | Plumbing | Uponor | Pipework | PEX-a Pipe Support | 2-1/2 | Galvanized Steel | - | Hanger | F7042500 | Hanger | None | eV-210518-0929-0007 | 30673372461475 | F7042500 | - | -
eV-210518-0929-0008 | Plumbing | Uponor | Pipework | PEX-a Pipe Support | 3 | Galvanized Steel | - | Hanger | F7043000 | Hanger | None | eV-210518-0929-0008 | 30673372461673 | F7043000 | - | -
eV-210517-1322-0001 | Plumbing | Uponor | Pipework | ProPEX Brass Ball Valve | 1/2 | Brass | - | ProPEX | A3205050 | Valve | None | eV-210517-1322-0001 | 30673372483477 | A3205050 | - | -
eV-210804-1349-0001 | Plumbing | Uponor | Pipework | ProPEX Brass Ball Valve | 3/4 | Brass | - | ProPEX | A3207575 | Valve | None | eV-210804-1349-0001 | 30673372483484 | A3207575 | - | -
eV-210517-1322-0002 | Plumbing | Uponor | Pipework | ProPEX Brass Ball Valve | 1 | Brass | - | ProPEX | A3201010 | Valve | None | eV-210517-1322-0002 | 673372483490 | A3201010 | - | -
eV-210517-1322-0003 | Plumbing | Uponor | Pipework | ProPEX Brass Ball Valve | 1-1/4 | Brass | - | ProPEX | A3201313 | Valve | None | eV-210517-1322-0003 | 673372483506 | A3201313 | - | -
eV-210517-1322-0004 | Plumbing | Uponor | Pipework | ProPEX Brass Ball Valve | 1-1/2 | Brass | - | ProPEX | A3201515 | Valve | None | eV-210517-1322-0004 | 673372483513 | A3201515 | - | -
eV-210517-1322-0005 | Plumbing | Uponor | Pipework | ProPEX Brass Ball Valve | 2 | Brass | - | ProPEX | A3202020 | Valve | None | eV-210517-1322-0005 | 673372483520 | A3202020 | - | -
eV-210516-1807-0001 | Plumbing | Uponor | Pipework | ProPEX Baseboard Elbow Copper Adapter | 1/2 x 3/4 | Brass Copper | - | ProPEX x CU | Q4385075 | Fitting | None | eV-210516-1807-0001 | 30673372120013 | Q4385075 | - | -
eV-210516-1807-0002 | Plumbing | Uponor | Pipework | ProPEX Baseboard Elbow Copper Adapter | 5/8 x 3/4 | Brass Copper | - | ProPEX x CU | Q4386375 | Fitting | None | eV-210516-1807-0002 | 30673372120020 | Q4386375 | - | -
eV-210516-1807-0003 | Plumbing | Uponor | Pipework | ProPEX Baseboard Elbow Copper Adapter | 3/4 | Brass Copper | - | ProPEX x CU | Q4387575 | Fitting | None | eV-210516-1807-0003 | 30673372138254 | Q4387575 | - | -
eV-210516-1825-0001 | Plumbing | Uponor | Pipework | ProPEX Baseboard Elbow Copper Fitting Adapter | 1/2 x 3/4 | Brass Copper | - | ProPEX x CU | Q4375075 | Fitting | None | eV-210516-1825-0001 | 30673372138261 | Q4375075 | - | -
eV-210516-1825-0002 | Plumbing | Uponor | Pipework | ProPEX Baseboard Elbow Copper Fitting Adapter | 5/8 x 3/4 | Brass Copper | - | ProPEX x CU | Q4376375 | Fitting | None | eV-210516-1825-0002 | 30673372138230 | Q4376375 | - | -
eV-210516-1825-0003 | Plumbing | Uponor | Pipework | ProPEX Baseboard Elbow Copper Fitting Adapter | 3/4 | Brass Copper | - | ProPEX x CU | Q4377575 | Fitting | None | eV-210516-1825-0003 | 30673372138223 | Q4377575 | - | -
eV-210516-1749-0001 | Plumbing | Uponor | Pipework | 90 Elbow | 5/8 | Brass | - | ProPEX | Q4710625 | Fitting | None | eV-210516-1749-0001 | 30673372164864 | Q4710625 | - | -
eV-210516-1614-0001 | Plumbing | Uponor | Pipework | ProPEX Brass Female Threaded Adapter | 1/2 | Brass | - | ProPEX | Q5575050 | Fitting | None | eV-210516-1614-0001 | 30673372529892 | Q5575050 | - | -
eV-210516-1614-0002 | Plumbing | Uponor | Pipework | ProPEX Brass Female Threaded Adapter | 5/8 x 3/4 | Brass | - | ProPEX | Q4576375 | Fitting | None | eV-210516-1614-0002 | 30673372107892 | Q4576375 | - | -
eV-210516-1614-0003 | Plumbing | Uponor | Pipework | ProPEX Brass Female Threaded Adapter | 3/4 | Brass | - | ProPEX | Q5577575 | Fitting | None | eV-210516-1614-0003 | 30673372529908 | Q5577575 | - | -
eV-210516-1614-0004 | Plumbing | Uponor | Pipework | ProPEX Brass Female Threaded Adapter | 3/4 x 1 | Brass | - | ProPEX | Q5571010 | Fitting | None | eV-210516-1614-0004 | 30673372529915 | Q5571010 | - | -
eV-210516-1614-0005 | Plumbing | Uponor | Pipework | ProPEX Brass Female Threaded Adapter | 1 | Brass | - | ProPEX | Q5577510 | Fitting | None | eV-210516-1614-0005 | 30673372529922 | Q5577510 | - | -
eV-210516-1614-0006 | Plumbing | Uponor | Pipework | ProPEX Brass Female Threaded Adapter | 1-1/4 | Brass | - | ProPEX | Q5571313 | Fitting | None | eV-210516-1614-0006 | 673372529938 | Q5571313 | - | -
eV-210516-1614-0007 | Plumbing | Uponor | Pipework | ProPEX Brass Female Threaded Adapter | 1-1/2 | Brass | - | ProPEX | Q5571515 | Fitting | None | eV-210516-1614-0007 | 673372529945 | Q5571515 | - | -
eV-210516-1614-0008 | Plumbing | Uponor | Pipework | ProPEX Brass Female Threaded Adapter | 2 | Brass | - | ProPEX | Q5572020 | Fitting | None | eV-210516-1614-0008 | 673372529952 | Q5572020 | - | -
eV-210516-1444-0001 | Plumbing | Uponor | Pipework | ProPEX Brass Male Threaded Adapter | 1/2 | Brass | - | ProPEX | Q5525050 | Fitting | None | eV-210516-1444-0001 | 30673372529489 | Q5525050 | - | -
eV-210516-1444-0002 | Plumbing | Uponor | Pipework | ProPEX Brass Male Threaded Adapter | 5/8 x 3/4 | Brass | - | ProPEX | Q4526375 | Fitting | None | eV-210516-1444-0002 | 30673372120396 | Q4526375 | - | -
eV-210516-1444-0003 | Plumbing | Uponor | Pipework | ProPEX Brass Male Threaded Adapter | 3/4 | Brass | - | ProPEX | Q5527575 | Fitting | None | eV-210516-1444-0003 | 30673372529496 | Q5527575 | - | -
eV-210516-1444-0004 | Plumbing | Uponor | Pipework | ProPEX Brass Male Threaded Adapter | 1 x 3/4 | Brass | - | ProPEX | Q5521075 | Fitting | None | eV-210516-1444-0004 | 30673372529519 | Q5521075 | - | -
eV-210516-1444-0005 | Plumbing | Uponor | Pipework | ProPEX Brass Male Threaded Adapter | 3/4 x 1 | Brass | - | ProPEX | Q5527510 | Fitting | None | eV-210516-1444-0005 | 30673372529502 | Q5527510 | - | -
eV-210516-1444-0006 | Plumbing | Uponor | Pipework | ProPEX Brass Male Threaded Adapter | 1 | Brass | - | ProPEX | Q5521010 | Fitting | None | eV-210516-1444-0006 | 30673372529670 | Q5521010 | - | -
eV-210516-1444-0007 | Plumbing | Uponor | Pipework | ProPEX Brass Male Threaded Adapter | 1-1/4 | Brass | - | ProPEX | Q5521313 | Fitting | None | eV-210516-1444-0007 | 673372529686 | Q5521313 | - | -
eV-210516-1444-0008 | Plumbing | Uponor | Pipework | ProPEX Brass Male Threaded Adapter | 1-1/2 | Brass | - | ProPEX | Q5521515 | Fitting | None | eV-210516-1444-0008 | 673372529877 | Q5521515 | - | -
eV-210516-1444-0009 | Plumbing | Uponor | Pipework | ProPEX Brass Male Threaded Adapter | 2 | Brass | - | ProPEX | Q5522020 | Fitting | None | eV-210516-1444-0009 | 673372529884 | Q5522020 | - | -
eV-210414-1729-0001 | Plumbing | Uponor | Pipework | Plug | 5/8 | Brass | - | ProPEX | Q4536363 | Fitting | None | eV-210414-1729-0001 | 30673372120457 | Q4536363 | - | -
eV-210516-1213-0001 | Plumbing | Uponor | Pipework | ProPEX Brass Sweat Adapter | 1/2 | Brass Copper | - | ProPEX | Q5515050 | Fitting | None | eV-210516-1213-0001 | 30673372529960 | Q5515050 | - | -
eV-210516-1213-0002 | Plumbing | Uponor | Pipework | ProPEX Brass Sweat Adapter | 3/4 x 1/2 | Brass Copper | - | ProPEX | Q5517550 | Fitting | None | eV-210516-1213-0002 | 30673372530270 | Q5517550 | - | -
eV-210516-1213-0003 | Plumbing | Uponor | Pipework | ProPEX Brass Sweat Adapter | 5/8 x 1/2 | Brass Copper | - | ProPEX | Q4516350 | Fitting | None | eV-210516-1213-0003 | 30673372120273 | Q4516350 | - | -
eV-210516-1213-0004 | Plumbing | Uponor | Pipework | ProPEX Brass Sweat Adapter | 3/4 | Brass Copper | - | ProPEX | Q5517575 | Fitting | None | eV-210516-1213-0004 | 30673372530287 | Q5517575 | - | -
eV-210516-1213-0005 | Plumbing | Uponor | Pipework | ProPEX Brass Sweat Adapter | 5/8 x 3/4 | Brass Copper | - | ProPEX | Q4516375 | Fitting | None | eV-210516-1213-0005 | 30673372120280 | Q4516375 | - | -
eV-210516-1213-0006 | Plumbing | Uponor | Pipework | ProPEX Brass Sweat Adapter | 3/4 x 1 | Brass Copper | - | ProPEX | Q5517510 | Fitting | None | eV-210516-1213-0006 | 30673372530294 | Q5517510 | - | -
eV-210516-1213-0007 | Plumbing | Uponor | Pipework | ProPEX Brass Sweat Adapter | 1 | Brass Copper | - | ProPEX | Q5511010 | Fitting | None | eV-210516-1213-0007 | 30673372530300 | Q5511010 | - | -
eV-210516-1213-0008 | Plumbing | Uponor | Pipework | ProPEX Brass Sweat Adapter | 1-1/4 | Brass Copper | - | ProPEX | Q5511313 | Fitting | None | eV-210516-1213-0008 | 673372530316 | Q5511313 | - | -
eV-210516-1213-0009 | Plumbing | Uponor | Pipework | ProPEX Brass Sweat Adapter | 1-1/2 | Brass Copper | - | ProPEX | Q5511515 | Fitting | None | eV-210516-1213-0009 | 673372530323 | Q5511515 | - | -
eV-210516-1213-0010 | Plumbing | Uponor | Pipework | ProPEX Brass Sweat Adapter | 2 | Brass Copper | - | ProPEX | Q5512020 | Fitting | None | eV-210516-1213-0010 | 673372530330 | Q5512020 | - | -
eV-210516-1836-0001 | Plumbing | Uponor | Pipework | ProPEX Brass Fitting Adapter | 1/2 | Brass Copper | - | ProPEX | Q5505050 | Fitting | None | eV-210516-1836-0001 | 30673372530348 | Q5505050 | - | -
eV-210516-1836-0002 | Plumbing | Uponor | Pipework | ProPEX Brass Fitting Adapter | 5/8 x 1/2 | Brass Copper | - | ProPEX | Q4506350 | Fitting | None | eV-210516-1836-0002 | 30673372120167 | Q4506350 | - | -
eV-210516-1836-0003 | Plumbing | Uponor | Pipework | ProPEX Brass Fitting Adapter | 5/8 x 3/4 | Brass Copper | - | ProPEX | Q4506375 | Fitting | None | eV-210516-1836-0003 | 30673372120174 | Q4506375 | - | -
eV-210516-1836-0004 | Plumbing | Uponor | Pipework | ProPEX Brass Fitting Adapter | 3/4 x 1/2 | Brass Copper | - | ProPEX | Q5507550 | Fitting | None | eV-210516-1836-0004 | 30673372530355 | Q5507550 | - | -
eV-210516-1836-0005 | Plumbing | Uponor | Pipework | ProPEX Brass Fitting Adapter | 3/4 | Brass Copper | - | ProPEX | Q5507575 | Fitting | None | eV-210516-1836-0005 | 30673372530362 | Q5507575 | - | -
eV-210516-1836-0006 | Plumbing | Uponor | Pipework | ProPEX Brass Fitting Adapter | 3/4 x 1 | Brass Copper | - | ProPEX | Q5507510 | Fitting | None | eV-210516-1836-0006 | 30673372530379 | Q5507510 | - | -
eV-210516-1836-0007 | Plumbing | Uponor | Pipework | ProPEX Brass Fitting Adapter | 1 | Brass Copper | - | ProPEX | Q5501010 | Fitting | None | eV-210516-1836-0007 | 30673372530386 | Q5501010 | - | -
eV-210516-1836-0008 | Plumbing | Uponor | Pipework | ProPEX Brass Fitting Adapter | 1-1/4 | Brass Copper | - | ProPEX | Q5501313 | Fitting | None | eV-210516-1836-0008 | 673372530392 | Q5501313 | - | -
eV-210516-1836-0009 | Plumbing | Uponor | Pipework | ProPEX Brass Fitting Adapter | 1-1/2 | Brass Copper | - | ProPEX | Q5501515 | Fitting | None | eV-210516-1836-0009 | 673372530408 | Q5501515 | - | -
eV-210516-1836-0010 | Plumbing | Uponor | Pipework | ProPEX Brass Fitting Adapter | 2 | Brass Copper | - | ProPEX | Q5502020 | Fitting | None | eV-210516-1836-0010 | 673372530415 | Q5502020 | - | -
eV-210402-1009-0001 | Plumbing | Uponor | Pipework | ProPEX EP 45 Elbow | 1-1/2 | Engineered Polymer | - | ProPEX | Q4761515 | Fitting | None | eV-210402-1009-0001 | 673372313278 | Q4761515 | - | -
eV-210402-1009-0002 | Plumbing | Uponor | Pipework | ProPEX EP 45 Elbow | 2 | Engineered Polymer | - | ProPEX | Q4762020 | Fitting | None | eV-210402-1009-0002 | 673372313476 | Q4762020 | - | -
eV-210402-1009-0003 | Plumbing | Uponor | Pipework | ProPEX EP 45 Elbow | 2-1/2 | Engineered Polymer | - | ProPEX | Q4762525 | Fitting | None | eV-210402-1009-0003 | 673372454858 | Q4762525 | - | -
eV-210402-1009-0004 | Plumbing | Uponor | Pipework | ProPEX EP 45 Elbow | 3 | Engineered Polymer | - | ProPEX | Q4763030 | Fitting | None | eV-210402-1009-0004 | 673372454865 | Q4763030 | - | -
eV-210402-0953-001 | Plumbing | Uponor | Pipework | ProPEX EP Coupling | 3/8 x 3/8 | Engineered Polymer | - | ProPEX | Q4773838 | Fitting | None | eV-210402-0953-001 | 30673372121119 | Q4773838 | - | -
eV-210402-0953-002 | Plumbing | Uponor | Pipework | ProPEX EP Coupling | 1/2 x 1/2 | Engineered Polymer | - | ProPEX | Q4775050 | Fitting | None | eV-210402-0953-002 | 30673372121126 | Q4775050 | - | -
eV-210402-0953-003 | Plumbing | Uponor | Pipework | ProPEX EP Coupling | 3/4 x 3/4 | Engineered Polymer | - | ProPEX | Q4777575 | Fitting | None | eV-210402-0953-003 | 30673372121133 | Q4777575 | - | -
eV-210402-0953-004 | Plumbing | Uponor | Pipework | ProPEX EP Coupling | 1/2 x 3/4 | Engineered Polymer | - | ProPEX | Q4775075 | Fitting | None | eV-210402-0953-004 | 30673372188846 | Q4775075 | - | -
eV-210402-0953-005 | Plumbing | Uponor | Pipework | ProPEX EP Coupling | 1 x 1 | Engineered Polymer | - | ProPEX | Q4771010 | Fitting | None | eV-210402-0953-005 | 30673372121102 | Q4771010 | - | -
eV-210402-0953-006 | Plumbing | Uponor | Pipework | ProPEX EP Coupling | 3/4 x 1 | Engineered Polymer | - | ProPEX | Q4777510 | Fitting | None | eV-210402-0953-006 | 30673372188853 | Q4777510 | - | -
eV-210402-0953-007 | Plumbing | Uponor | Pipework | ProPEX EP Coupling | 1-1/4 x 3/4 | Engineered Polymer | - | ProPEX | Q4771307 | Fitting | None | eV-210402-0953-007 | 673372233866 | Q4771307 | - | -
eV-210402-0953-008 | Plumbing | Uponor | Pipework | ProPEX EP Coupling | 1-1/4 x 1 | Engineered Polymer | - | ProPEX | Q4771310 | Fitting | None | eV-210402-0953-008 | 673372234061 | Q4771310 | - | -
eV-210402-0953-009 | Plumbing | Uponor | Pipework | ProPEX EP Coupling | 1-1/4 x 1-1/4 | Engineered Polymer | - | ProPEX | Q4771313 | Fitting | None | eV-210402-0953-009 | 673372234078 | Q4771313 | - | -
eV-210402-0953-010 | Plumbing | Uponor | Pipework | ProPEX EP Coupling | 1-1/2 x 3/4 | Engineered Polymer | - | ProPEX | Q4771507 | Fitting | None | eV-210402-0953-010 | 673372234085 | Q4771507 | - | -
eV-210402-0953-011 | Plumbing | Uponor | Pipework | ProPEX EP Coupling | 1-1/2 x 1 | Engineered Polymer | - | ProPEX | Q4771510 | Fitting | None | eV-210402-0953-011 | 673372234092 | Q4771510 | - | -
eV-210402-0953-012 | Plumbing | Uponor | Pipework | ProPEX EP Coupling | 1-1/2 x 1-1/4 | Engineered Polymer | - | ProPEX | Q4771513 | Fitting | None | eV-210402-0953-012 | 673372234108 | Q4771513 | - | -
eV-210402-0953-013 | Plumbing | Uponor | Pipework | ProPEX EP Coupling | 1-1/2 x 1-1/2 | Engineered Polymer | - | ProPEX | Q4771515 | Fitting | None | eV-210402-0953-013 | 673372234269 | Q4771515 | - | -
eV-210402-0953-014 | Plumbing | Uponor | Pipework | ProPEX EP Coupling | 2 x 1-1/2 | Engineered Polymer | - | ProPEX | Q4772015 | Fitting | None | eV-210402-0953-014 | 673372233309 | Q4772015 | - | -
eV-210402-0953-015 | Plumbing | Uponor | Pipework | ProPEX EP Coupling | 2 x 2 | Engineered Polymer | - | ProPEX | Q4772020 | Fitting | None | eV-210402-0953-015 | 673372217675 | Q4772020 | - | -
eV-210402-0953-016 | Plumbing | Uponor | Pipework | ProPEX EP Coupling | 2-1/2 x 1-1/4 | Engineered Polymer | - | ProPEX | Q4772513 | Fitting | None | eV-210402-0953-016 | 673372454872 | Q4772513 | - | -
eV-210402-0953-017 | Plumbing | Uponor | Pipework | ProPEX EP Coupling | 2-1/2 x 1-1/2 | Engineered Polymer | - | ProPEX | Q4772515 | Fitting | None | eV-210402-0953-017 | 673372454889 | Q4772515 | - | -
eV-210402-0953-018 | Plumbing | Uponor | Pipework | ProPEX EP Coupling | 2-1/2 x 2 | Engineered Polymer | - | ProPEX | Q4772520 | Fitting | None | eV-210402-0953-018 | 673372454896 | Q4772520 | - | -
eV-210402-0953-019 | Plumbing | Uponor | Pipework | ProPEX EP Coupling | 2-1/2 x 2-1/2 | Engineered Polymer | - | ProPEX | Q4772525 | Fitting | None | eV-210402-0953-019 | 673372454902 | Q4772525 | - | -
eV-210402-0953-020 | Plumbing | Uponor | Pipework | ProPEX EP Coupling | 3 x 2 | Engineered Polymer | - | ProPEX | Q4773020 | Fitting | None | eV-210402-0953-020 | 673372454919 | Q4773020 | - | -
eV-210402-0953-021 | Plumbing | Uponor | Pipework | ProPEX EP Coupling | 3 x 2-1/2 | Engineered Polymer | - | ProPEX | Q4773025 | Fitting | None | eV-210402-0953-021 | 673372454926 | Q4773025 | - | -
eV-210402-0953-022 | Plumbing | Uponor | Pipework | ProPEX EP Coupling | 3 x 3 | Engineered Polymer | - | ProPEX | Q4773030 | Fitting | None | eV-210402-0953-022 | 673372454933 | Q4773030 | - | -
eV-210402-1001-0001 | Plumbing | Uponor | Pipework | ProPEX EP Elbow | 1/2 | Engineered Polymer | - | ProPEX | Q4760500 | Fitting | None | eV-210402-1001-0001 | 30673372121072 | Q4760500 | - | -
eV-210402-1001-0002 | Plumbing | Uponor | Pipework | ProPEX EP Elbow | 3/4 | Engineered Polymer | - | ProPEX | Q4760750 | Fitting | None | eV-210402-1001-0002 | 30673372121089 | Q4760750 | - | -
eV-210402-1001-0003 | Plumbing | Uponor | Pipework | ProPEX EP Elbow | 1 | Engineered Polymer | - | ProPEX | Q4761000 | Fitting | None | eV-210402-1001-0003 | 30673372121096 | Q4761000 | - | -
eV-210402-1001-0004 | Plumbing | Uponor | Pipework | ProPEX EP Elbow | 1-1/4 | Engineered Polymer | - | ProPEX | Q4761250 | Fitting | None | eV-210402-1001-0004 | 673372142007 | Q4761250 | - | -
eV-210402-1001-0005 | Plumbing | Uponor | Pipework | ProPEX EP Elbow | 1-1/2 | Engineered Polymer | - | ProPEX | Q4761500 | Fitting | None | eV-210402-1001-0005 | 673372142014 | Q4761500 | - | -
eV-210402-1001-0006 | Plumbing | Uponor | Pipework | ProPEX EP Elbow | 2 | Engineered Polymer | - | ProPEX | Q4762000 | Fitting | None | eV-210402-1001-0006 | 673372217682 | Q4762000 | - | -
eV-210402-1001-0007 | Plumbing | Uponor | Pipework | ProPEX EP Elbow | 2-1/2 | Engineered Polymer | - | ProPEX | Q4762500 | Fitting | None | eV-210402-1001-0007 | 673372454834 | Q4762500 | - | -
eV-210402-1001-0008 | Plumbing | Uponor | Pipework | ProPEX EP Elbow | 3 | Engineered Polymer | - | ProPEX | Q4763000 | Fitting | None | eV-210402-1001-0008 | 673372454841 | Q4763000 | - | -
eV-210416-0919-0001 | Plumbing | Uponor | Pipework | Elbow Water Meter Fitting | 3/4 x 1 | Engineered Polymer | - | ProPEX | WS4360751 | Valve | None | eV-210416-0919-0001 | 673372536691 | WS4360751 | - | -
eV-210416-0919-0002 | Plumbing | Uponor | Pipework | Elbow Water Meter Fitting | 1 x 1-1/4 | Engineered Polymer | - | ProPEX | WS4361001 | Valve | None | eV-210416-0919-0002 | 673372536707 | WS4361001 | - | -
eV-210401-1733-0001 | Plumbing | Uponor | Pipework | Opposing-Port Tee | 1 x 1 x 3/4 x 3/4 | Engineered Polymer | - | ProPEX | Q4801075 | Fitting | None | eV-210401-1733-0001 | 673372534673 | Q4801075 | - | -
eV-210401-1733-0002 | Plumbing | Uponor | Pipework | Opposing-Port Tee | 1-1/4 x 1-1/4 x 3/4 x 3/4 | Engineered Polymer | - | ProPEX | Q4801375 | Fitting | None | eV-210401-1733-0002 | 673372534680 | Q4801375 | - | -
eV-210401-1733-0003 | Plumbing | Uponor | Pipework | Opposing-Port Tee | 1-1/2 x 1-1/2 x 3/4 x 3/4 | Engineered Polymer | - | ProPEX | Q4801575 | Fitting | None | eV-210401-1733-0003 | 673372534697 | Q4801575 | - | -
eV-210401-1733-0004 | Plumbing | Uponor | Pipework | Opposing-Port Tee | 2 x 2 x 3/4 x 3/4 | Engineered Polymer | - | ProPEX | Q4802075 | Fitting | None | eV-210401-1733-0004 | 673372534703 | Q4802075 | - | -
eV-210414-0754-0001 | Plumbing | Uponor | Pipework | ProPEX EP Plug | 1/2 | Engineered Polymer | - | ProPEX | Q4350500 | Fitting | None | eV-210414-0754-0001 | 30673372119963 | Q4350500 | - | -
eV-210414-0754-0002 | Plumbing | Uponor | Pipework | ProPEX EP Plug | 3/4 | Engineered Polymer | - | ProPEX | Q4350750 | Fitting | None | eV-210414-0754-0002 | 30673372119970 | Q4350750 | - | -
eV-210414-0754-0003 | Plumbing | Uponor | Pipework | ProPEX EP Plug | 1 | Engineered Polymer | - | ProPEX | Q4351000 | Fitting | None | eV-210414-0754-0003 | 30673372119987 | Q4351000 | - | -
eV-210414-0754-0004 | Plumbing | Uponor | Pipework | ProPEX EP Plug | 1-1/4 | Engineered Polymer | - | ProPEX | Q4351250 | Fitting | None | eV-210414-0754-0004 | 673372198042 | Q4351250 | - | -
eV-210414-0754-0005 | Plumbing | Uponor | Pipework | ProPEX EP Plug | 1-1/2 | Engineered Polymer | - | ProPEX | Q4351500 | Fitting | None | eV-210414-0754-0005 | 673372198059 | Q4351500 | - | -
eV-210414-0754-0006 | Plumbing | Uponor | Pipework | ProPEX EP Plug | 2 | Engineered Polymer | - | ProPEX | Q4352000 | Fitting | None | eV-210414-0754-0006 | 673372198066 | Q4352000 | - | -
eV-210402-0909-001 | Plumbing | Uponor | Pipework | ProPEX EP Reducing Tee | 1/2 x 1/2 x 3/4 | Engineered Polymer | - | ProPEX | Q4755575 | Fitting | None | eV-210402-0909-001 | 30673372188860 | Q4755575 | - | -
eV-210402-0909-002 | Plumbing | Uponor | Pipework | ProPEX EP Reducing Tee | 3/4 x 1/2 x 1/2 | Engineered Polymer | - | ProPEX | Q4757555 | Fitting | None | eV-210402-0909-002 | 30673372121041 | Q4757555 | - | -
eV-210402-0909-003 | Plumbing | Uponor | Pipework | ProPEX EP Reducing Tee | 3/4 x 1/2 x 3/4 | Engineered Polymer | - | ProPEX | Q4757557 | Fitting | None | eV-210402-0909-003 | 30673372121058 | Q4757557 | - | -
eV-210402-0909-004 | Plumbing | Uponor | Pipework | ProPEX EP Reducing Tee | 3/4 x 3/4 x 1/2 | Engineered Polymer | - | ProPEX | Q4757550 | Fitting | None | eV-210402-0909-004 | 30673372121034 | Q4757550 | - | -
eV-210402-0909-005 | Plumbing | Uponor | Pipework | ProPEX EP Reducing Tee | 3/4 x 3/4 x 1 | Engineered Polymer | - | ProPEX | Q4757710 | Fitting | None | eV-210402-0909-005 | 30673372188877 | Q4757710 | - | -
eV-210402-0909-006 | Plumbing | Uponor | Pipework | ProPEX EP Reducing Tee | 1 x 1/2 x 1 | Engineered Polymer | - | ProPEX | Q4751501 | Fitting | None | eV-210402-0909-006 | 30673372656925 | Q4751501 | - | -
eV-210402-0909-007 | Plumbing | Uponor | Pipework | ProPEX EP Reducing Tee | 1 x 3/4 x 1/2 | Engineered Polymer | - | ProPEX | Q4751750 | Fitting | None | eV-210402-0909-007 | 30673372656871 | Q4751750 | - | -
eV-210402-0909-008 | Plumbing | Uponor | Pipework | ProPEX EP Reducing Tee | 1 x 3/4 x 3/4 | Engineered Polymer | - | ProPEX | Q4751775 | Fitting | None | eV-210402-0909-008 | 30673372121010 | Q4751775 | - | -
eV-210402-0909-009 | Plumbing | Uponor | Pipework | ProPEX EP Reducing Tee | 1 x 3/4 x 1 | Engineered Polymer | - | ProPEX | Q4751751 | Fitting | None | eV-210402-0909-009 | 30673372121003 | Q4751751 | - | -
eV-210402-0909-010 | Plumbing | Uponor | Pipework | ProPEX EP Reducing Tee | 1 x 3/4 x 1-1/4 | Engineered Polymer | - | ProPEX | Q4751753 | Fitting | None | eV-210402-0909-010 | 673372656955 | Q4751753 | - | -
eV-210402-0909-011 | Plumbing | Uponor | Pipework | ProPEX EP Reducing Tee | 1 x 1 x 1/2 | Engineered Polymer | - | ProPEX | Q4751150 | Fitting | None | eV-210402-0909-011 | 30673372120983 | Q4751150 | - | -
eV-210402-0909-012 | Plumbing | Uponor | Pipework | ProPEX EP Reducing Tee | 1 x 1 x 3/4 | Engineered Polymer | - | ProPEX | Q4751175 | Fitting | None | eV-210402-0909-012 | 30673372120990 | Q4751175 | - | -
eV-210402-0909-013 | Plumbing | Uponor | Pipework | ProPEX EP Reducing Tee | 1 x 1 x 1-1/4 | Engineered Polymer | - | ProPEX | Q4751113 | Fitting | None | eV-210402-0909-013 | 673372656887 | Q4751113 | - | -
eV-210402-0909-014 | Plumbing | Uponor | Pipework | ProPEX EP Reducing Tee | 1-1/4 x 3/4 x 3/4 | Engineered Polymer | - | ProPEX | Q4751377 | Fitting | None | eV-210402-0909-014 | 673372656917 | Q4751377 | - | -
eV-210402-0909-015 | Plumbing | Uponor | Pipework | ProPEX EP Reducing Tee | 1-1/4 x 3/4 x 1 | Engineered Polymer | - | ProPEX | Q4751371 | Fitting | None | eV-210402-0909-015 | 673372656894 | Q4751371 | - | -
eV-210402-0909-016 | Plumbing | Uponor | Pipework | ProPEX EP Reducing Tee | 1-1/4 x 3/4 x 1-1/4 | Engineered Polymer | - | ProPEX | Q4751373 | Fitting | None | eV-210402-0909-016 | 673372656900 | Q4751373 | - | -
eV-210402-0909-017 | Plumbing | Uponor | Pipework | ProPEX EP Reducing Tee | 1-1/4 x 1 x 3/4 | Engineered Polymer | - | ProPEX | Q4751317 | Fitting | None | eV-210402-0909-017 | 673372129664 | Q4751317 | - | -
eV-210402-0909-018 | Plumbing | Uponor | Pipework | ProPEX EP Reducing Tee | 1-1/4 x 1 x 1 | Engineered Polymer | - | ProPEX | Q4751311 | Fitting | None | eV-210402-0909-018 | 673372129589 | Q4751311 | - | -
eV-210402-0909-019 | Plumbing | Uponor | Pipework | ProPEX EP Reducing Tee | 1-1/4 x 1-1/4 x 3/4 | Engineered Polymer | - | ProPEX | Q4751350 | Fitting | None | eV-210402-0909-019 | 673372313674 | Q4751350 | - | -
eV-210402-0909-020 | Plumbing | Uponor | Pipework | ProPEX EP Reducing Tee | 1-1/4 x 1-1/4 x 1/2 | Engineered Polymer | - | ProPEX | Q4751337 | Fitting | None | eV-210402-0909-020 | 673372129527 | Q4751337 | - | -
eV-210402-0909-021 | Plumbing | Uponor | Pipework | ProPEX EP Reducing Tee | 1-1/4 x 1-1/4 x 1 | Engineered Polymer | - | ProPEX | Q4751331 | Fitting | None | eV-210402-0909-021 | 673372129541 | Q4751331 | - | -
eV-210402-0909-022 | Plumbing | Uponor | Pipework | ProPEX EP Reducing Tee | 1-1/2 x 3/4 x 3/4 | Engineered Polymer | - | ProPEX | Q4751577 | Fitting | None | eV-210402-0909-022 | 673372656948 | Q4751577 | - | -
eV-210402-0909-023 | Plumbing | Uponor | Pipework | ProPEX EP Reducing Tee | 1-1/2 x 3/4 x 1-1/2 | Engineered Polymer | - | ProPEX | Q4751575 | Fitting | None | eV-210402-0909-023 | 673372656931 | Q4751575 | - | -
eV-210402-0909-024 | Plumbing | Uponor | Pipework | ProPEX EP Reducing Tee | 1-1/2 x 1 x 3/4 | Engineered Polymer | - | ProPEX | Q4751517 | Fitting | None | eV-210402-0909-024 | 673372129640 | Q4751517 | - | -
eV-210402-0909-025 | Plumbing | Uponor | Pipework | ProPEX EP Reducing Tee | 1-1/2 x 1 x 1 | Engineered Polymer | - | ProPEX | Q4751511 | Fitting | None | eV-210402-0909-025 | 673372129503 | Q4751511 | - | -
eV-210402-0909-026 | Plumbing | Uponor | Pipework | ProPEX EP Reducing Tee | 1-1/2 x 1 x 1-1/2 | Engineered Polymer | - | ProPEX | Q4751505 | Fitting | None | eV-210402-0909-026 | 673372314084 | Q4751505 | - | -
eV-210402-0909-027 | Plumbing | Uponor | Pipework | ProPEX EP Reducing Tee | 1-1/2 x 1-1/4 x 3/4 | Engineered Polymer | - | ProPEX | Q4751537 | Fitting | None | eV-210402-0909-027 | 673372233682 | Q4751537 | - | -
eV-210402-0909-028 | Plumbing | Uponor | Pipework | ProPEX EP Reducing Tee | 1-1/2 x 1-1/4 x 1 | Engineered Polymer | - | ProPEX | Q4751531 | Fitting | None | eV-210402-0909-028 | 673372233668 | Q4751531 | - | -
eV-210402-0909-029 | Plumbing | Uponor | Pipework | ProPEX EP Reducing Tee | 1-1/2 x 1-1/4 x 1-1/4 | Engineered Polymer | - | ProPEX | Q4751533 | Fitting | None | eV-210402-0909-029 | 673372233675 | Q4751533 | - | -
eV-210402-0909-030 | Plumbing | Uponor | Pipework | ProPEX EP Reducing Tee | 1-1/2 x 1-1/2 x 1/2 | Engineered Polymer | - | ProPEX | Q4751550 | Fitting | None | eV-210402-0909-030 | 673372313681 | Q4751550 | - | -
eV-210402-0909-031 | Plumbing | Uponor | Pipework | ProPEX EP Reducing Tee | 1-1/2 x 1-1/2 x 3/4 | Engineered Polymer | - | ProPEX | Q4751557 | Fitting | None | eV-210402-0909-031 | 673372129428 | Q4751557 | - | -
eV-210402-0909-032 | Plumbing | Uponor | Pipework | ProPEX EP Reducing Tee | 1-1/2 x 1-1/2 x 1 | Engineered Polymer | - | ProPEX | Q4751551 | Fitting | None | eV-210402-0909-032 | 673372129480 | Q4751551 | - | -
eV-210402-0909-033 | Plumbing | Uponor | Pipework | ProPEX EP Reducing Tee | 1-1/2 x 1-1/2 x 1-1/4 | Engineered Polymer | - | ProPEX | Q4751553 | Fitting | None | eV-210402-0909-033 | 673372129442 | Q4751553 | - | -
eV-210402-0909-034 | Plumbing | Uponor | Pipework | ProPEX EP Reducing Tee | 2 x 1 x 1 | Engineered Polymer | - | ProPEX | Q4752110 | Fitting | None | eV-210402-0909-034 | 673372656962 | Q4752110 | - | -
eV-210402-0909-035 | Plumbing | Uponor | Pipework | ProPEX EP Reducing Tee | 2 x 1-1/2 x 1 | Engineered Polymer | - | ProPEX | Q4752575 | Fitting | None | eV-210402-0909-035 | 673372233293 | Q4752575 | - | -
eV-210402-0909-036 | Plumbing | Uponor | Pipework | ProPEX EP Reducing Tee | 2 x 1-1/2 x 1-1/4 | Engineered Polymer | - | ProPEX | Q4752051 | Fitting | None | eV-210402-0909-036 | 673372217668 | Q4752051 | - | -
eV-210402-0909-037 | Plumbing | Uponor | Pipework | ProPEX EP Reducing Tee | 2 x 1-1/2 x 1-1/2 | Engineered Polymer | - | ProPEX | Q4752053 | Fitting | None | eV-210402-0909-037 | 673372233262 | Q4752053 | - | -
eV-210402-0909-038 | Plumbing | Uponor | Pipework | ProPEX EP Reducing Tee | 2 x 1-1/2 x 3/4 | Engineered Polymer | - | ProPEX | Q4752055 | Fitting | None | eV-210402-0909-038 | 673372233279 | Q4752055 | - | -
eV-210402-0909-039 | Plumbing | Uponor | Pipework | ProPEX EP Reducing Tee | 2 x 1-1/2 x 2 | Engineered Polymer | - | ProPEX | Q4752152 | Fitting | None | eV-210402-0909-039 | 673372314077 | Q4752152 | - | -
eV-210402-0909-040 | Plumbing | Uponor | Pipework | ProPEX EP Reducing Tee | 2 x 2 x 1/2 | Engineered Polymer | - | ProPEX | Q4752250 | Fitting | None | eV-210402-0909-040 | 673372313872 | Q4752250 | - | -
eV-210402-0909-041 | Plumbing | Uponor | Pipework | ProPEX EP Reducing Tee | 2 x 2 x 3/4 | Engineered Polymer | - | ProPEX | Q4752275 | Fitting | None | eV-210402-0909-041 | 673372217705 | Q4752275 | - | -
eV-210402-0909-042 | Plumbing | Uponor | Pipework | ProPEX EP Reducing Tee | 2 x 2 x 1 | Engineered Polymer | - | ProPEX | Q4752210 | Fitting | None | eV-210402-0909-042 | 673372217729 | Q4752210 | - | -
eV-210402-0909-043 | Plumbing | Uponor | Pipework | ProPEX EP Reducing Tee | 2 x 2 x 1-1/4 | Engineered Polymer | - | ProPEX | Q4752215 | Fitting | None | eV-210402-0909-043 | 673372217712 | Q4752215 | - | -
eV-210402-0909-044 | Plumbing | Uponor | Pipework | ProPEX EP Reducing Tee | 2 x 2 x 1-1/2 | Engineered Polymer | - | ProPEX | Q4752213 | Fitting | None | eV-210402-0909-044 | 673372233286 | Q4752213 | - | -
eV-210402-0909-045 | Plumbing | Uponor | Pipework | ProPEX EP Reducing Tee | 2-1/2 x 2 x 1-1/2 | Engineered Polymer | - | ProPEX | Q4752525 | Fitting | None | eV-210402-0909-045 | 673372453073 | Q4752525 | - | -
eV-210402-0909-046 | Plumbing | Uponor | Pipework | ProPEX EP Reducing Tee | 2-1/2 x 2 x 2 | Engineered Polymer | - | ProPEX | Q4752522 | Fitting | None | eV-210402-0909-046 | 673372453080 | Q4752522 | - | -
eV-210402-0909-047 | Plumbing | Uponor | Pipework | ProPEX EP Reducing Tee | 2-1/2 x 2-1/2 x 3/4 | Engineered Polymer | - | ProPEX | Q4752557 | Fitting | None | eV-210402-0909-047 | 673372454674 | Q4752557 | - | -
eV-210402-0909-048 | Plumbing | Uponor | Pipework | ProPEX EP Reducing Tee | 2-1/2 x 2-1/2 x 1 | Engineered Polymer | - | ProPEX | Q4752510 | Fitting | None | eV-210402-0909-048 | 673372454681 | Q4752510 | - | -
eV-210402-0909-049 | Plumbing | Uponor | Pipework | ProPEX EP Reducing Tee | 2-1/2 x 2-1/2 x 1-1/4 | Engineered Polymer | - | ProPEX | Q4752513 | Fitting | None | eV-210402-0909-049 | 673372454698 | Q4752513 | - | -
eV-210402-0909-050 | Plumbing | Uponor | Pipework | ProPEX EP Reducing Tee | 2-1/2 x 2-1/2 x 1-1/2 | Engineered Polymer | - | ProPEX | Q4752515 | Fitting | None | eV-210402-0909-050 | 673372454704 | Q4752515 | - | -
eV-210402-0909-051 | Plumbing | Uponor | Pipework | ProPEX EP Reducing Tee | 2-1/2 x 2-1/2 x 2 | Engineered Polymer | - | ProPEX | Q4752520 | Fitting | None | eV-210402-0909-051 | 673372454711 | Q4752520 | - | -
eV-210402-0909-052 | Plumbing | Uponor | Pipework | ProPEX EP Reducing Tee | 3 x 2 x 2 | Engineered Polymer | - | ProPEX | Q4753220 | Fitting | None | eV-210402-0909-052 | 673372454735 | Q4753220 | - | -
eV-210402-0909-053 | Plumbing | Uponor | Pipework | ProPEX EP Reducing Tee | 3 x 2-1/2 x 1-1/2 | Engineered Polymer | - | ProPEX | Q4753215 | Fitting | None | eV-210402-0909-053 | 673372454742 | Q4753215 | - | -
eV-210402-0909-054 | Plumbing | Uponor | Pipework | ProPEX EP Reducing Tee | 3 x 2-1/2 x 2 | Engineered Polymer | - | ProPEX | Q4753252 | Fitting | None | eV-210402-0909-054 | 673372454759 | Q4753252 | - | -
eV-210402-0909-055 | Plumbing | Uponor | Pipework | ProPEX EP Reducing Tee | 3 x 3 x 3/4 | Engineered Polymer | - | ProPEX | Q4753375 | Fitting | None | eV-210402-0909-055 | 673372454766 | Q4753375 | - | -
eV-210402-0909-056 | Plumbing | Uponor | Pipework | ProPEX EP Reducing Tee | 3 x 3 x 1 | Engineered Polymer | - | ProPEX | Q4753310 | Fitting | None | eV-210402-0909-056 | 673372454773 | Q4753310 | - | -
eV-210402-0909-057 | Plumbing | Uponor | Pipework | ProPEX EP Reducing Tee | 3 x 3 x 1-1/4 | Engineered Polymer | - | ProPEX | Q4753313 | Fitting | None | eV-210402-0909-057 | 673372454780 | Q4753313 | - | -
eV-210402-0909-058 | Plumbing | Uponor | Pipework | ProPEX EP Reducing Tee | 3 x 3 x 1-1/2 | Engineered Polymer | - | ProPEX | Q4753315 | Fitting | None | eV-210402-0909-058 | 673372454797 | Q4753315 | - | -
eV-210402-0909-059 | Plumbing | Uponor | Pipework | ProPEX EP Reducing Tee | 3 x 3 x 2 | Engineered Polymer | - | ProPEX | Q4753320 | Fitting | None | eV-210402-0909-059 | 673372454803 | Q4753320 | - | -
eV-210402-0909-060 | Plumbing | Uponor | Pipework | ProPEX EP Reducing Tee | 3 x 3 x 2-1/2 | Engineered Polymer | - | ProPEX | Q4753325 | Fitting | None | eV-210402-0909-060 | 673372454810 | Q4753325 | - | -
eV-210416-0852-0001 | Plumbing | Uponor | Pipework | Straight Water Meter Fitting | 3/4 x 1 | Engineered Polymer | - | ProPEX | WS4360750 | Valve | None | eV-210416-0852-0001 | 673372536677 | WS4360750 | - | -
eV-210416-0852-0002 | Plumbing | Uponor | Pipework | Straight Water Meter Fitting | 1 x 1-1/4 | Engineered Polymer | - | ProPEX | WS4361000 | Valve | None | eV-210416-0852-0002 | 673372536684 | WS4361000 | - | -
eV-210518-0733-0001 | Plumbing | Uponor | Pipework | Swivel Faucet Adapter | 1/2 | Engineered Polymer | - | ProPEX | Q4360500 | Fitting | None | eV-210518-0733-0001 | 30673372120006 | Q4360500 | - | -
eV-210416-1019-0001 | Plumbing | Uponor | Pipework | ProPEX EP Tee | 1/2 | Engineered Polymer | - | ProPEX | Q4755050 | Fitting | None | eV-210416-1019-0001 | 30673372121027 | Q4755050 | - | -
eV-210416-1019-0002 | Plumbing | Uponor | Pipework | ProPEX EP Tee | 3/4 | Engineered Polymer | - | ProPEX | Q4757575 | Fitting | None | eV-210416-1019-0002 | 30673372121065 | Q4757575 | - | -
eV-210416-1019-0003 | Plumbing | Uponor | Pipework | ProPEX EP Tee | 1 | Engineered Polymer | - | ProPEX | Q4751010 | Fitting | None | eV-210416-1019-0003 | 30673372120976 | Q4751010 | - | -
eV-210416-1019-0004 | Plumbing | Uponor | Pipework | ProPEX EP Tee | 1-1/4 | Engineered Polymer | - | ProPEX | Q4751313 | Fitting | None | eV-210416-1019-0004 | 673372129565 | Q4751313 | - | -
eV-210416-1019-0005 | Plumbing | Uponor | Pipework | ProPEX EP Tee | 1-1/2 | Engineered Polymer | - | ProPEX | Q4751515 | Fitting | None | eV-210416-1019-0005 | 673372129466 | Q4751515 | - | -
eV-210416-1019-0006 | Plumbing | Uponor | Pipework | ProPEX EP Tee | 2 | Engineered Polymer | - | ProPEX | Q4752000 | Fitting | None | eV-210416-1019-0006 | 673372217699 | Q4752000 | - | -
eV-210416-1019-0007 | Plumbing | Uponor | Pipework | ProPEX EP Tee | 2-1/2 | Engineered Polymer | - | ProPEX | Q4752500 | Fitting | None | eV-210416-1019-0007 | 673372454728 | Q4752500 | - | -
eV-210416-1019-0008 | Plumbing | Uponor | Pipework | ProPEX EP Tee | 3 | Engineered Polymer | - | ProPEX | Q4753000 | Fitting | None | eV-210416-1019-0008 | 673372454827 | Q4753000 | - | -
eV-210519-1115-0001 | Plumbing | Uponor | Pipework | ProPEX Fitting Assembly | R20 x 3/8 | Brass | - | ProPEX x Threaded | Q4020375 | Fitting | None | eV-210519-1115-0001 | 30673372119840 | Q4020375 | - | -
eV-210519-1115-0002 | Plumbing | Uponor | Pipework | ProPEX Fitting Assembly | R20 x 1/2 | Brass | - | ProPEX x Threaded | Q4020500 | Fitting | None | eV-210519-1115-0002 | 30673372119857 | Q4020500 | - | -
eV-210519-1115-0003 | Plumbing | Uponor | Pipework | ProPEX Fitting Assembly | R20 x 5/8 | Brass | - | ProPEX x Threaded | Q4020625 | Fitting | None | eV-210519-1115-0003 | 30673372119864 | Q4020625 | - | -
eV-210519-1115-0004 | Plumbing | Uponor | Pipework | ProPEX Fitting Assembly | R20 x 3/4 | Brass | - | ProPEX x Threaded | Q4020750 | Fitting | None | eV-210519-1115-0004 | 30673372124462 | Q4020750 | - | -
eV-210519-1115-0005 | Plumbing | Uponor | Pipework | ProPEX Fitting Assembly | R25 x 5/8 | Brass | - | ProPEX x Threaded | Q4030625 | Fitting | None | eV-210519-1115-0005 | 30673372168084 | Q4030625 | - | -
eV-210519-1115-0006 | Plumbing | Uponor | Pipework | ProPEX Fitting Assembly | R25 x 3/4 | Brass | - | ProPEX x Threaded | Q4030750 | Fitting | None | eV-210519-1115-0006 | 30673372141124 | Q4030750 | - | -
eV-210517-0900-0001 | Plumbing | Uponor | Pipework | ProPEX LF Brass Ball Valve | 1/2 | Lead Free Brass | - | ProPEX | LF4815050 | Valve | None | eV-210517-0900-0001 | 30673372244986 | LF4815050 | - | -
eV-210517-0900-0002 | Plumbing | Uponor | Pipework | ProPEX LF Brass Ball Valve | 3/4 | Lead Free Brass | - | ProPEX | LF4817575 | Valve | None | eV-210517-0900-0002 | 30673372232587 | LF4817575 | - | -
eV-210517-1255-0001 | Plumbing | Uponor | Pipework | ProPEX LF Brass Ball Valve Copper Adapter | 1/2 | Lead Free Brass Copper | - | ProPEX x Soldered | LF4805050 | Valve | None | eV-210517-1255-0001 | 30673372232266 | LF4805050 | - | -
eV-210517-1255-0002 | Plumbing | Uponor | Pipework | ProPEX LF Brass Ball Valve Copper Adapter | 3/4 | Lead Free Brass Copper | - | ProPEX x Soldered | LF4807575 | Valve | None | eV-210517-1255-0002 | 30673372244924 | LF4807575 | - | -
eV-210517-1255-0002 | Plumbing | Uponor | Pipework | ProPEX LF Brass Ball Valve, PEX x MIP | 1/2 | Lead Free Brass Copper | - | ProPEX x MIP | LF4795050 | Valve | None | eV-210517-1255-0002 | 30673372232310 | LF4795050 | - | -
eV-210408-1437-0001 | Plumbing | Uponor | Pipework | ProPEX LF Brass Commercial Ball Valve (full port) SS Ball and Stem | 1/2 | Lead Free Brass | - | ProPEX | LFC4825050SS | Valve | None | eV-210408-1437-0001 | 30673372438675 | LFC4825050 | - | -
eV-210408-1437-0002 | Plumbing | Uponor | Pipework | ProPEX LF Brass Commercial Ball Valve (full port) SS Ball and Stem | 3/4 | Lead Free Brass | - | ProPEX | LFC4827575SS | Valve | None | eV-210408-1437-0002 | 30673372438682 | LFC4827575 | - | -
eV-210408-1437-0003 | Plumbing | Uponor | Pipework | ProPEX LF Brass Commercial Ball Valve (full port) SS Ball and Stem | 1 | Lead Free Brass | - | ProPEX | LFC4821010SS | Valve | None | eV-210408-1437-0003 | 673372438872 | LFC4821010 | - | -
eV-210408-1437-0004 | Plumbing | Uponor | Pipework | ProPEX LF Brass Commercial Ball Valve (full port) SS Ball and Stem | 1-1/4 | Lead Free Brass | - | ProPEX | LFC4821313SS | Valve | None | eV-210408-1437-0004 | 673372439077 | LFC4821313 | - | -
eV-210408-1437-0005 | Plumbing | Uponor | Pipework | ProPEX LF Brass Commercial Ball Valve (full port) SS Ball and Stem | 1-1/2 | Lead Free Brass | - | ProPEX | LFC4821515SS | Valve | None | eV-210408-1437-0005 | 673372439275 | LFC4821515 | - | -
eV-210408-1437-0006 | Plumbing | Uponor | Pipework | ProPEX LF Brass Commercial Ball Valve (full port) SS Ball and Stem | 2 | Lead Free Brass | - | ProPEX | LFC4822020SS | Valve | None | eV-210408-1437-0006 | 673372439473 | LFC4822020 | - | -
eV-210516-1540-0001 | Plumbing | Uponor | Pipework | ProPEX LF Brass Coupling | 3/8 x 1/2 | Lead Free Brass | - | ProPEX | LF4543850 | Fitting | None | eV-210516-1540-0001 | 30673372244733 | LF4543850 | - | -
eV-210516-1658-0001 | Plumbing | Uponor | Pipework | ProPEX LF Brass Coupling | 1/2 | Lead Free Brass | - | ProPEX x PB | LF4585050 | Fitting | None | eV-210516-1658-0001 | 30673372244740 | LF4585050 | - | -
eV-210516-1658-0002 | Plumbing | Uponor | Pipework | ProPEX LF Brass Coupling | 3/4 | Lead Free Brass | - | ProPEX x PB | LF4587575 | Fitting | None | eV-210516-1658-0002 | 30673372244757 | LF4587575 | - | -
eV-210516-1711-0001 | Plumbing | Uponor | Pipework | ProPEX LF Brass Coupling | 1 | Lead Free Brass | - | ProPEX x PE | LF4591010 | Fitting | None | eV-210516-1711-0001 | 30673372244764 | LF4591010 | - | -
eV-210405-1300-0001 | Plumbing | Uponor | Pipework | ProPEX LF Brass x CPVC Socket Adapter | 1-1/4 | Lead Free Brass CPVC | - | ProPEX x Socket | CP4511313 | Fitting | None | eV-210405-1300-0001 | 673372335072 | CP4511313 | - | -
eV-210405-1300-0002 | Plumbing | Uponor | Pipework | ProPEX LF Brass x CPVC Socket Adapter | 1-1/2 | Lead Free Brass CPVC | - | ProPEX x Socket | CP4511515 | Fitting | None | eV-210405-1300-0002 | 673372335270 | CP4511515 | - | -
eV-210405-1300-0003 | Plumbing | Uponor | Pipework | ProPEX LF Brass x CPVC Socket Adapter | 2 | Lead Free Brass CPVC | - | ProPEX x Socket | CP4512020 | Fitting | None | eV-210405-1300-0003 | 673372335478 | CP4512020 | - | -
eV-210405-2254-0001 | Plumbing | Uponor | Pipework | ProPEX LF Brass x CPVC Spigot Adapter | 1-1/4 | Lead Free Brass CPVC | - | ProPEX x Spigot | CP4501313 | Fitting | None | eV-210405-2254-0001 | 673372333276 | CP4501313 | - | -
eV-210405-2254-0002 | Plumbing | Uponor | Pipework | ProPEX LF Brass x CPVC Spigot Adapter | 1-1/2 | Lead Free Brass CPVC | - | ProPEX x Spigot | CP4501515 | Fitting | None | eV-210405-2254-0002 | 673372333474 | CP4501515 | - | -
eV-210405-2254-0003 | Plumbing | Uponor | Pipework | ProPEX LF Brass x CPVC Spigot Adapter | 2 | Lead Free Brass CPVC | - | ProPEX x Spigot | CP4502020 | Fitting | None | eV-210405-2254-0003 | 673372333672 | CP4502020 | - | -
eV-210406-1337-0001 | Plumbing | Uponor | Pipework | ProPEX LF Brass Drop Ear Elbow | 1/2 x 3/8 | Lead Free Brass | - | ProPEX x FIP | LF4235038 | Fitting | None | eV-210406-1337-0001 | 30673372244771 | LF4235038 | - | -
eV-210406-1337-0002 | Plumbing | Uponor | Pipework | ProPEX LF Brass Drop Ear Elbow | 1/2 | Lead Free Brass | - | ProPEX x FIP | LF4235050 | Fitting | None | eV-210406-1337-0002 | 30673372232341 | LF4235050 | - | -
eV-210406-1337-0003 | Plumbing | Uponor | Pipework | ProPEX LF Brass Drop Ear Elbow | 3/4 | Lead Free Brass | - | ProPEX x FIP | LF4237575 | Fitting | None | eV-210406-1337-0003 | 30673372245273 | LF4237575 | - | -
eV-210406-1337-0004 | Plumbing | Uponor | Pipework | ProPEX LF Brass Drop Ear Elbow | 1 | Lead Free Brass | - | ProPEX x FIP | LF4231010 | Fitting | None | eV-210406-1337-0004 | 30673372245280 | LF4231010 | - | -
eV-210516-1624-0001 | Plumbing | Uponor | Pipework | ProPEX LF Brass Elbow | 1/2 | Lead Free Brass | - | ProPEX | LF4710500 | Fitting | None | eV-210516-1624-0001 | 30673372269873 | LF4710500 | - | -
eV-210516-1624-0002 | Plumbing | Uponor | Pipework | ProPEX LF Brass Elbow | 3/4 | Lead Free Brass | - | ProPEX | LF4710750 | Fitting | None | eV-210516-1624-0002 | 30673372242883 | LF4710750 | - | -
eV-210516-1645-0001 | Plumbing | Uponor | Pipework | ProPEX LF Brass Elbow, PEX x Male CU | 1/2 | Lead Free Brass Copper | - | ProPEX x CU | LF4730500 | Fitting | None | eV-210516-1645-0001 | 30673372342675 | LF4730500 | - | -
eV-210516-1633-0001 | Plumbing | Uponor | Pipework | ProPEX LF Brass Elbow, PEX x MIP | 1/2 | Lead Free Brass | - | ProPEX x MIP | LF4125050 | Fitting | None | eV-210516-1633-0001 | 30673372232358 | LF4125050 | - | -
eV-210402-2250-0001 | Plumbing | Uponor | Pipework | ProPEX LF Brass Female Threaded Adapter | 1/2 | Lead Free Brass | - | ProPEX x Threaded | LF4575050 | Fitting | None | eV-210402-2250-0001 | 30673372232402 | LF4575050 | - | -
eV-210402-2250-0002 | Plumbing | Uponor | Pipework | ProPEX LF Brass Female Threaded Adapter | 3/4 | Lead Free Brass | - | ProPEX x Threaded | LF4575075 | Fitting | None | eV-210402-2250-0002 | 30673372246997 | LF4575075 | - | -
eV-210402-2250-0003 | Plumbing | Uponor | Pipework | ProPEX LF Brass Female Threaded Adapter | 1/2 x 3/4 | Lead Free Brass | - | ProPEX x Threaded | LF4577575 | Fitting | None | eV-210402-2250-0003 | 30673372232419 | LF4577575 | - | -
eV-210402-2250-0004 | Plumbing | Uponor | Pipework | ProPEX LF Brass Female Threaded Adapter | 3/4 x 1 | Lead Free Brass | - | ProPEX x Threaded | LF4577510 | Fitting | None | eV-210402-2250-0004 | 30673372247000 | LF4577510 | - | -
eV-210402-2250-0005 | Plumbing | Uponor | Pipework | ProPEX LF Brass Female Threaded Adapter | 1 | Lead Free Brass | - | ProPEX x Threaded | LF4571010 | Fitting | None | eV-210402-2250-0005 | 30673372232426 | LF4571010 | - | -
eV-210402-2250-0006 | Plumbing | Uponor | Pipework | ProPEX LF Brass Female Threaded Adapter | 1-1/4 | Lead Free Brass | - | ProPEX x Threaded | LF4571313 | Fitting | None | eV-210402-2250-0006 | 673372232449 | LF4571313 | - | -
eV-210402-2250-0007 | Plumbing | Uponor | Pipework | ProPEX LF Brass Female Threaded Adapter | 1-1/2 | Lead Free Brass | - | ProPEX x Threaded | LF4571515 | Fitting | None | eV-210402-2250-0007 | 673372246927 | LF4571515 | - | -
eV-210402-2250-0008 | Plumbing | Uponor | Pipework | ProPEX LF Brass Female Threaded Adapter | 2 | Lead Free Brass | - | ProPEX x Threaded | LF4572020 | Fitting | None | eV-210402-2250-0008 | 673372246989 | LF4572020 | - | -
eV-210406-1312-0001 | Plumbing | Uponor | Pipework | ProPEX LF Brass Flange Adapter Kit, (150 lb.) | 2-1/2 | Lead Free Brass | - | ProPEX | LF2982525 | Flange | None | eV-210406-1312-0001 | 673372472678 | LF2982525 | - | -
eV-210406-1312-0002 | Plumbing | Uponor | Pipework | ProPEX LF Brass Flange Adapter Kit, (150 lb.) | 3 | Lead Free Brass | - | ProPEX | LF2983030 | Flange | None | eV-210406-1312-0002 | 673372472876 | LF2983030 | - | -
eV-210402-1400-0001 | Plumbing | Uponor | Pipework | ProPEX LF Brass Male Threaded Adapter | 3/8 x 1/2 | Lead Free Brass | - | ProPEX x Threaded | LF4523850 | Fitting | None | eV-210402-1400-0001 | 30673372246959 | LF4523850 | - | -
eV-210402-1400-0002 | Plumbing | Uponor | Pipework | ProPEX LF Brass Male Threaded Adapter | 1/2 | Lead Free Brass | - | ProPEX x Threaded | LF4525050 | Fitting | None | eV-210402-1400-0002 | 30673372232365 | LF4525050 | - | -
eV-210402-1400-0003 | Plumbing | Uponor | Pipework | ProPEX LF Brass Male Threaded Adapter | 1/2 x 3/4 | Lead Free Brass | - | ProPEX x Threaded | LF4525075 | Fitting | None | eV-210402-1400-0003 | 30673372246966 | LF4525075 | - | -
eV-210402-1400-0004 | Plumbing | Uponor | Pipework | ProPEX LF Brass Male Threaded Adapter | 3/4 | Lead Free Brass | - | ProPEX x Threaded | LF4527575 | Fitting | None | eV-210402-1400-0004 | 30673372232389 | LF4527575 | - | -
eV-210402-1400-0005 | Plumbing | Uponor | Pipework | ProPEX LF Brass Male Threaded Adapter | 3/4 x 1 | Lead Free Brass | - | ProPEX x Threaded | LF4527510 | Fitting | None | eV-210402-1400-0005 | 30673372246973 | LF4527510 | - | -
eV-210402-1400-0006 | Plumbing | Uponor | Pipework | ProPEX LF Brass Male Threaded Adapter | 1 | Lead Free Brass | - | ProPEX x Threaded | LF4521010 | Fitting | None | eV-210402-1400-0006 | 30673372246935 | LF4521010 | - | -
eV-210402-1400-0007 | Plumbing | Uponor | Pipework | ProPEX LF Brass Male Threaded Adapter | 1 x 3/4 | Lead Free Brass | - | ProPEX x Threaded | LF4521075 | Fitting | None | eV-210402-1400-0007 | 30673372232396 | LF4521075 | - | -
eV-210402-1400-0008 | Plumbing | Uponor | Pipework | ProPEX LF Brass Male Threaded Adapter | 1-1/4 | Lead Free Brass | - | ProPEX x Threaded | LF4521313 | Fitting | None | eV-210402-1400-0008 | 673372232432 | LF4521313 | - | -
eV-210402-1400-0009 | Plumbing | Uponor | Pipework | ProPEX LF Brass Male Threaded Adapter | 1-1/2 | Lead Free Brass | - | ProPEX x Threaded | LF4521515 | Fitting | None | eV-210402-1400-0009 | 673372246903 | LF4521515 | - | -
eV-210402-1400-0010 | Plumbing | Uponor | Pipework | ProPEX LF Brass Male Threaded Adapter | 2 | Lead Free Brass | - | ProPEX x Threaded | LF4522020 | Fitting | None | eV-210402-1400-0010 | 673372246941 | LF4522020 | - | -
eV-210402-1400-0011 | Plumbing | Uponor | Pipework | ProPEX LF Brass Male Threaded Adapter | 2-1/2 | Lead Free Brass | - | ProPEX x Threaded | LF4522525 | Fitting | None | eV-210402-1400-0011 | 673372454988 | LF4522525 | - | -
eV-210402-1400-0012 | Plumbing | Uponor | Pipework | ProPEX LF Brass Male Threaded Adapter | 3 | Lead Free Brass | - | ProPEX x Threaded | LF4523030 | Fitting | None | eV-210402-1400-0012 | 673372454995 | LF4523030 | - | -
eV-210405-1915-0001 | Plumbing | Uponor | Pipework | ProPEX LF Brass Copper Press Adapter | 1/2 | Lead Free Brass Copper | - | ProPEX x Press | LFP4515050 | Fitting | None | eV-210405-1915-0001 | 30673372545625 | LFP4515050 | - | -
eV-210405-1915-0002 | Plumbing | Uponor | Pipework | ProPEX LF Brass Copper Press Adapter | 3/4 | Lead Free Brass Copper | - | ProPEX x Press | LFP4517575 | Fitting | None | eV-210405-1915-0002 | 30673372545632 | LFP4517575 | - | -
eV-210405-1915-0003 | Plumbing | Uponor | Pipework | ProPEX LF Brass Copper Press Adapter | 1 | Lead Free Brass Copper | - | ProPEX x Press | LFP4511010 | Fitting | None | eV-210405-1915-0003 | 30673372545564 | LFP4511010 | - | -
eV-210405-1915-0004 | Plumbing | Uponor | Pipework | ProPEX LF Brass Copper Press Adapter | 1-1/4 | Lead Free Brass Copper | - | ProPEX x Press | LFP4511313 | Fitting | None | eV-210405-1915-0004 | 673372545570 | LFP4511313 | - | -
eV-210405-1915-0005 | Plumbing | Uponor | Pipework | ProPEX LF Brass Copper Press Adapter | 1-1/2 | Lead Free Brass Copper | - | ProPEX x Press | LFP4511515 | Fitting | None | eV-210405-1915-0005 | 673372545587 | LFP4511515 | - | -
eV-210405-1915-0006 | Plumbing | Uponor | Pipework | ProPEX LF Brass Copper Press Adapter | 2 | Lead Free Brass Copper | - | ProPEX x Press | LFP4512020 | Fitting | None | eV-210405-1915-0006 | 673372545594 | LFP4512020 | - | -
eV-210405-1915-0007 | Plumbing | Uponor | Pipework | ProPEX LF Brass Copper Press Adapter | 2-1/2 | Lead Free Brass Copper | - | ProPEX x Press | LFP4512525 | Fitting | None | eV-210405-1915-0007 | 673372545600 | LFP4512525 | - | -
eV-210405-1915-0008 | Plumbing | Uponor | Pipework | ProPEX LF Brass Copper Press Adapter | 3 | Lead Free Brass Copper | - | ProPEX x Press | LFP4513030 | Fitting | None | eV-210405-1915-0008 | 673372545617 | LFP4513030 | - | -
eV-210405-2122-0001 | Plumbing | Uponor | Pipework | ProPEX LF Brass Copper Press Fitting Adapter | 1/2 | Lead Free Brass Copper | - | ProPEX x Press | LFP4505050 | Fitting | None | eV-210405-2122-0001 | 30673372545540 | LFP4505050 | - | -
eV-210405-2122-0002 | Plumbing | Uponor | Pipework | ProPEX LF Brass Copper Press Fitting Adapter | 3/4 | Lead Free Brass Copper | - | ProPEX x Press | LFP4507575 | Fitting | None | eV-210405-2122-0002 | 30673372545557 | LFP4507575 | - | -
eV-210405-2122-0003 | Plumbing | Uponor | Pipework | ProPEX LF Brass Copper Press Fitting Adapter | 1 | Lead Free Brass Copper | - | ProPEX x Press | LFP4501010 | Fitting | None | eV-210405-2122-0003 | 30673372545489 | LFP4501010 | - | -
eV-210405-2122-0004 | Plumbing | Uponor | Pipework | ProPEX LF Brass Copper Press Fitting Adapter | 1-1/4 | Lead Free Brass Copper | - | ProPEX x Press | LFP4501313 | Fitting | None | eV-210405-2122-0004 | 673372545495 | LFP4501313 | - | -
eV-210405-2122-0005 | Plumbing | Uponor | Pipework | ProPEX LF Brass Copper Press Fitting Adapter | 1-1/2 | Lead Free Brass Copper | - | ProPEX x Press | LFP4501515 | Fitting | None | eV-210405-2122-0005 | 673372545501 | LFP4501515 | - | -
eV-210405-2122-0006 | Plumbing | Uponor | Pipework | ProPEX LF Brass Copper Press Fitting Adapter | 2 | Lead Free Brass Copper | - | ProPEX x Press | LFP4502020 | Fitting | None | eV-210405-2122-0006 | 673372545518 | LFP4502020 | - | -
eV-210405-2122-0007 | Plumbing | Uponor | Pipework | ProPEX LF Brass Copper Press Fitting Adapter | 2-1/2 | Lead Free Brass Copper | - | ProPEX x Press | LFP4502525 | Fitting | None | eV-210405-2122-0007 | 673372545525 | LFP4502525 | - | -
eV-210405-2122-0008 | Plumbing | Uponor | Pipework | ProPEX LF Brass Copper Press Fitting Adapter | 3 | Lead Free Brass Copper | - | ProPEX x Press | LFP4503030 | Fitting | None | eV-210405-2122-0008 | 673372545532 | LFP4503030 | - | -
eV-210516-1737-0001 | Plumbing | Uponor | Pipework | ProPEX LF Brass Reducing Tee | 3/4 x 3/4 x 1 | Lead Free Brass | - | ProPEX | LF4707710 | Fitting | None | eV-210516-1737-0001 | 30673372243675 | LF4707710 | - | -
eV-210518-1023-0001 | Plumbing | Uponor | Pipework | ProPEX LF Brass Straight Stop Valve | 1/2 | Lead Free Brass | - | ProPEX x Compression | LF4865038 | Valve | None | eV-210518-1023-0001 | 30673372232594 | LF4865038 | - | -
eV-210405-0859-0001 | Plumbing | Uponor | Pipework | ProPEX LF Brass Sweat Adapter | 3/8 x 1/2 | Lead Free Brass Copper | - | ProPEX x Soldered | LF4513850 | Fitting | None | eV-210405-0859-0001 | 30673372246898 | LF4513850 | - | -
eV-210405-0859-0002 | Plumbing | Uponor | Pipework | ProPEX LF Brass Sweat Adapter | 1/2 | Lead Free Brass Copper | - | ProPEX x Soldered | LF4515050 | Fitting | None | eV-210405-0859-0002 | 30673372232457 | LF4515050 | - | -
eV-210405-0859-0003 | Plumbing | Uponor | Pipework | ProPEX LF Brass Sweat Adapter | 1/2 x 3/4 | Lead Free Brass Copper | - | ProPEX x Soldered | LF4515075 | Fitting | None | eV-210405-0859-0003 | 30673372232518 | LF4515075 | - | -
eV-210405-0859-0004 | Plumbing | Uponor | Pipework | ProPEX LF Brass Sweat Adapter | 3/4 x 1/2 | Lead Free Brass Copper | - | ProPEX x Soldered | LF4517550 | Fitting | None | eV-210405-0859-0004 | 30673372248281 | LF4517550 | - | -
eV-210405-0859-0005 | Plumbing | Uponor | Pipework | ProPEX LF Brass Sweat Adapter | 3/4 | Lead Free Brass Copper | - | ProPEX x Soldered | LF4517575 | Fitting | None | eV-210405-0859-0005 | 30673372232471 | LF4517575 | - | -
eV-210405-0859-0006 | Plumbing | Uponor | Pipework | ProPEX LF Brass Sweat Adapter | 3/4 x 1 | Lead Free Brass Copper | - | ProPEX x Soldered | LF4517510 | Fitting | None | eV-210405-0859-0006 | 30673372248274 | LF4517510 | - | -
eV-210405-0859-0007 | Plumbing | Uponor | Pipework | ProPEX LF Brass Sweat Adapter | 1 | Lead Free Brass Copper | - | ProPEX x Soldered | LF4511010 | Fitting | None | eV-210405-0859-0007 | 30673372232495 | LF4511010 | - | -
eV-210405-0859-0008 | Plumbing | Uponor | Pipework | ProPEX LF Brass Sweat Adapter | 1-1/4 | Lead Free Brass Copper | - | ProPEX x Soldered | LF4511313 | Fitting | None | eV-210405-0859-0008 | 673372232531 | LF4511313 | - | -
eV-210405-0859-0009 | Plumbing | Uponor | Pipework | ProPEX LF Brass Sweat Adapter | 1-1/2 | Lead Free Brass Copper | - | ProPEX x Soldered | LF4511515 | Fitting | None | eV-210405-0859-0009 | 673372248075 | LF4511515 | - | -
eV-210405-0859-0010 | Plumbing | Uponor | Pipework | ProPEX LF Brass Sweat Adapter | 2 | Lead Free Brass Copper | - | ProPEX x Soldered | LF4512020 | Fitting | None | eV-210405-0859-0010 | 673372248112 | LF4512020 | - | -
eV-210405-0859-0011 | Plumbing | Uponor | Pipework | ProPEX LF Brass Sweat Adapter | 2-1/2 | Lead Free Brass Copper | - | ProPEX x Soldered | LF4512525 | Fitting | None | eV-210405-0859-0011 | 673372454964 | LF4512525 | - | -
eV-210405-0859-0012 | Plumbing | Uponor | Pipework | ProPEX LF Brass Sweat Adapter | 3 | Lead Free Brass Copper | - | ProPEX x Soldered | LF4513030 | Fitting | None | eV-210405-0859-0012 | 673372454971 | LF4513030 | - | -
eV-210405-0927-0001 | Plumbing | Uponor | Pipework | ProPEX LF Brass Sweat Fitting Adapter | 1/2 | Lead Free Brass Copper | - | ProPEX x Soldered | LF4505050 | Fitting | None | eV-210405-0927-0001 | 30673372232464 | LF4505050 | - | -
eV-210405-0927-0002 | Plumbing | Uponor | Pipework | ProPEX LF Brass Sweat Fitting Adapter | 1/2 x 3/4 | Lead Free Brass Copper | - | ProPEX x Soldered | LF4505075 | Fitting | None | eV-210405-0927-0002 | 30673372232525 | LF4505075 | - | -
eV-210405-0927-0003 | Plumbing | Uponor | Pipework | ProPEX LF Brass Sweat Fitting Adapter | 3/4 | Lead Free Brass Copper | - | ProPEX x Soldered | LF4507550 | Fitting | None | eV-210405-0927-0003 | 30673372248106 | LF4507550 | - | -
eV-210405-0927-0004 | Plumbing | Uponor | Pipework | ProPEX LF Brass Sweat Fitting Adapter | 3/4 x 1/2 | Lead Free Brass Copper | - | ProPEX x Soldered | LF4507575 | Fitting | None | eV-210405-0927-0004 | 30673372232488 | LF4507575 | - | -
eV-210405-0927-0005 | Plumbing | Uponor | Pipework | ProPEX LF Brass Sweat Fitting Adapter | 3/4 x 1 | Lead Free Brass Copper | - | ProPEX x Soldered | LF4507510 | Fitting | None | eV-210405-0927-0005 | 30673372248090 | LF4507510 | - | -
eV-210405-0927-0006 | Plumbing | Uponor | Pipework | ProPEX LF Brass Sweat Fitting Adapter | 1 | Lead Free Brass Copper | - | ProPEX x Soldered | LF4501010 | Fitting | None | eV-210405-0927-0006 | 30673372232501 | LF4501010 | - | -
eV-210405-0927-0007 | Plumbing | Uponor | Pipework | ProPEX LF Brass Sweat Fitting Adapter | 1-1/4 | Lead Free Brass Copper | - | ProPEX x Soldered | LF4501313 | Fitting | None | eV-210405-0927-0007 | 673372232548 | LF4501313 | - | -
eV-210405-0927-0008 | Plumbing | Uponor | Pipework | ProPEX LF Brass Sweat Fitting Adapter | 1-1/2 | Lead Free Brass Copper | - | ProPEX x Soldered | LF4501515 | Fitting | None | eV-210405-0927-0008 | 673372246477 | LF4501515 | - | -
eV-210405-0927-0009 | Plumbing | Uponor | Pipework | ProPEX LF Brass Sweat Fitting Adapter | 2 | Lead Free Brass Copper | - | ProPEX x Soldered | LF4502020 | Fitting | None | eV-210405-0927-0009 | 673372248082 | LF4502020 | - | -
eV-210514-1517-0001 | Plumbing | Uponor | Pipework | ProPEX LF Brass Tee | 1/2 | Lead Free Brass | - | ProPEX | LF4705050 | Fitting | None | eV-210514-1517-0001 | 30673372242685 | LF4705050 | - | -
eV-210514-1517-0002 | Plumbing | Uponor | Pipework | ProPEX LF Brass Tee | 3/4 | Lead Free Brass | - | ProPEX | LF4707575 | Fitting | None | eV-210514-1517-0002 | 30673372242876 | LF4707575 | - | -
eV-210514-1517-0003 | Plumbing | Uponor | Pipework | ProPEX LF Brass Tee | 1 | Lead Free Brass | - | ProPEX | LF4701010 | Fitting | None | eV-210514-1517-0003 | 30673372242678 | LF4701010 | - | -
eV-210415-0858-0003 | Plumbing | Uponor | Pipework | ProPEX LF Brass Elbow Water Meter Valve | 3/4 x 1 | Lead Free Brass | - | ProPEX x Threaded | WS4820751 | Valve | None | eV-210415-0858-0003 | 673372536738 | WS4820751 | - | -
eV-210415-0858-0004 | Plumbing | Uponor | Pipework | ProPEX LF Brass Elbow Water Meter Valve | 1 x 1-1/4 | Lead Free Brass | - | ProPEX x Threaded | WS4821001 | Valve | None | eV-210415-0858-0004 | 673372536745 | WS4821001 | - | -
eV-210402-1111-0001 | Plumbing | Uponor | Pipework | ProPEX LF Groove Fitting Adapter | 2 | Lead Free Brass IPS | - | ProPEX x Grooved | LFV2972020 | Fitting | None | eV-210402-1111-0001 | 673372552479 | LFV2972020 | - | -
eV-210402-1111-0002 | Plumbing | Uponor | Pipework | ProPEX LF Groove Fitting Adapter | 2 x 2-1/2 | Lead Free Brass IPS | - | ProPEX x Grooved | LFV2972025 | Fitting | None | eV-210402-1111-0002 | 673372552486 | LFV2972025 | - | -
eV-210402-1111-0003 | Plumbing | Uponor | Pipework | ProPEX LF Groove Fitting Adapter | 2-1/2 | Lead Free Brass IPS | - | ProPEX x Grooved | LFV2972525 | Fitting | None | eV-210402-1111-0003 | 673372552509 | LFV2972525 | - | -
eV-210402-1111-0004 | Plumbing | Uponor | Pipework | ProPEX LF Groove Fitting Adapter | 2-1/2 x 3 | Lead Free Brass IPS | - | ProPEX x Grooved | LFV2972530 | Fitting | None | eV-210402-1111-0004 | 673372552516 | LFV2972530 | - | -
eV-210402-1111-0005 | Plumbing | Uponor | Pipework | ProPEX LF Groove Fitting Adapter | 3 | Lead Free Brass IPS | - | ProPEX x Grooved | LFV2973030 | Fitting | None | eV-210402-1111-0005 | 673372552530 | LFV2973030 | - | -
eV-210415-0858-0001 | Plumbing | Uponor | Pipework | ProPEX LF Brass Straight Water Meter Valve | 3/4 x 1 | Lead Free Brass | - | ProPEX x Threaded | WS4820750 | Valve | None | eV-210415-0858-0001 | 673372536714 | WS4820750 | - | -
eV-210415-0858-0002 | Plumbing | Uponor | Pipework | ProPEX LF Brass Straight Water Meter Valve | 1 x 1-1/4 | Lead Free Brass | - | ProPEX x Threaded | WS4821000 | Valve | None | eV-210415-0858-0002 | 673372536721 | WS4821000 | - | -
eV-210518-2318-0001 | Plumbing | Uponor | Pipework | ProPEX Elbow Adapter, Elbow | R32 x 3/4 | Brass | - | ProPEX x Threaded | Q4153275 | Fitting | None | eV-210518-2318-0001 | 30673372129252 | Q4153275 | - | -
eV-210518-2318-0002 | Plumbing | Uponor | Pipework | ProPEX Elbow Adapter, Elbow | R32 x 1 | Brass | - | ProPEX x Threaded | Q4153210 | Fitting | None | eV-210518-2318-0002 | 30673372129191 | Q4153210 | - | -
eV-210518-2318-0003 | Plumbing | Uponor | Pipework | ProPEX Elbow Adapter, Elbow | R32 x 1-1/4 | Brass | - | ProPEX x Threaded | Q4153213 | Fitting | None | eV-210518-2318-0003 | 30673372309272 | Q4153213 | - | -
eV-210518-2318-0004 | Plumbing | Uponor | Pipework | ProPEX Elbow Adapter, Elbow | R32 x 1-1/2 | Brass | - | ProPEX x Threaded | Q4153215 | Fitting | None | eV-210518-2318-0004 | 30673372309470 | Q4153215 | - | -
eV-210518-2303-0001 | Plumbing | Uponor | Pipework | ProPEX Manifold Straight Adapter | R32 x 3/4 | Brass | - | ProPEX x Threaded | Q4143275 | Fitting | None | eV-210518-2303-0001 | 30673372138759 | Q4143275 | - | -
eV-210518-2303-0002 | Plumbing | Uponor | Pipework | ProPEX Manifold Straight Adapter | R32 x 1 | Brass | - | ProPEX x Threaded | Q4143210 | Fitting | None | eV-210518-2303-0002 | 30673372119895 | Q4143210 | - | -
eV-210518-2303-0003 | Plumbing | Uponor | Pipework | ProPEX Manifold Straight Adapter | R32 x 1-1/4 | Brass | - | ProPEX x Threaded | Q4143213 | Fitting | None | eV-210518-2303-0003 | 30673372309074 | Q4143213 | - | -
eV-210518-2303-0004 | Plumbing | Uponor | Pipework | ProPEX Manifold Straight Adapter | R32 x 1-1/2 | Brass | - | ProPEX x Threaded | Q4143215 | Fitting | None | eV-210518-2303-0004 | 30673372309081 | Q4143215 | - | -
eV-210803-0754-0001 | Plumbing | Uponor | Pipework | ProPEX Ring | 3/8 | Engineered Polymer | - | ProPEX | Q4690302 | Fitting | None | eV-210803-0754-0001 | 30673372120761 | Q4690302 | - | -
eV-210414-0707-0001 | Plumbing | Uponor | Pipework | ProPEX Ring with Stop | 1/2 | Engineered Polymer | - | ProPEX | Q4690512 | Fitting | None | eV-210414-0707-0001 | 30673372210530 | Q4690512 | - | -
eV-210414-0707-0002 | Plumbing | Uponor | Pipework | ProPEX Ring with Stop | 5/8 | Engineered Polymer | - | ProPEX | Q4690625 | Fitting | None | eV-210414-0707-0002 | 30673372315471 | Q4690625 | - | -
eV-210414-0707-0003 | Plumbing | Uponor | Pipework | ProPEX Ring with Stop | 3/4 | Engineered Polymer | - | ProPEX | Q4690756 | Fitting | None | eV-210414-0707-0003 | 30673372223134 | Q4690756 | - | -
eV-210414-0707-0004 | Plumbing | Uponor | Pipework | ProPEX Ring with Stop | 1 | Engineered Polymer | - | ProPEX | Q4691000 | Fitting | None | eV-210414-0707-0004 | 30673372268876 | Q4691000 | - | -
eV-210414-0707-0005 | Plumbing | Uponor | Pipework | ProPEX Ring with Stop | 1-1/4 | Engineered Polymer | - | ProPEX | Q4691250 | Fitting | None | eV-210414-0707-0005 | 30673372269286 | Q4691250 | - | -
eV-210414-0707-0006 | Plumbing | Uponor | Pipework | ProPEX Ring with Stop | 1-1/2 | Engineered Polymer | - | ProPEX | Q4691500 | Fitting | None | eV-210414-0707-0006 | 30673372269279 | Q4691500 | - | -
eV-210414-0707-0007 | Plumbing | Uponor | Pipework | ProPEX Ring with Stop | 2 | Engineered Polymer | - | ProPEX | Q4692000 | Fitting | None | eV-210414-0707-0007 | 30673372269156 | Q4692000 | - | -
eV-210414-0707-0008 | Plumbing | Uponor | Pipework | ProPEX Ring with Stop | 2-1/2 | Engineered Polymer | - | ProPEX | Q4692500 | Fitting | None | eV-210414-0707-0008 | 30673372452312 | Q4692500 | - | -
eV-210414-0707-0009 | Plumbing | Uponor | Pipework | ProPEX Ring with Stop | 3 | Engineered Polymer | - | ProPEX | Q4693000 | Fitting | None | eV-210414-0707-0009 | 30673372452893 | Q4693000 | - | -
eV-210402-1453-0001 | Plumbing | Uponor | Pipework | ProPEX Stainless-steel Male Threaded Adapter | 1/2 | 316 Stainless Steel | - | ProPEX x Threaded | Q8525050 | Fitting | None | eV-210402-1453-0001 | 30673372124905 | Q8525050 | - | -
eV-210402-1453-0002 | Plumbing | Uponor | Pipework | ProPEX Stainless-steel Male Threaded Adapter | 3/4 | 316 Stainless Steel | - | ProPEX x Threaded | Q8527575 | Fitting | None | eV-210402-1453-0002 | 30673372124912 | Q8527575 | - | -
eV-210402-1453-0003 | Plumbing | Uponor | Pipework | ProPEX Stainless-steel Male Threaded Adapter | 1 | 316 Stainless Steel | - | ProPEX x Threaded | Q8521010 | Fitting | None | eV-210402-1453-0003 | 30673372124899 | Q8521010 | - | -
eV-210518-2140-0001 | Plumbing | Uponor | Pipework | QS Style Conversion Nipple | R20 x 1/2 | Brass | - | Threaded | A4322050 | Fitting | None | eV-210518-2140-0001 | 30673372118355 | A4322050 | - | -
eV-210518-2140-0002 | Plumbing | Uponor | Pipework | QS Style Conversion Nipple | R20 x 3/4 | Brass | - | Threaded | A4322075 | Fitting | None | eV-210518-2140-0002 | 30673372116757 | A4322075 | - | -
eV-210518-2140-0003 | Plumbing | Uponor | Pipework | QS Style Conversion Nipple | R25 x 3/4 | Brass | - | Threaded | A4322575 | Fitting | None | eV-210518-2140-0003 | 30673372116788 | A4322575 | - | -
eV-210518-2156-0001 | Plumbing | Uponor | Pipework | QS Style Copper Adapter | R20 x 1/2 | Copper | - | Threaded | A4332050 | Fitting | None | eV-210518-2156-0001 | 30673372116795 | A4332050 | - | -
eV-210518-2156-0002 | Plumbing | Uponor | Pipework | QS Style Copper Adapter | R20 x 3/4 | Copper | - | Threaded | A4332075 | Fitting | None | eV-210518-2156-0002 | 30673372116801 | A4332075 | - | -
eV-210518-2156-0003 | Plumbing | Uponor | Pipework | QS Style Copper Adapter | R25 x 3/4 | Copper | - | Threaded | A4332575 | Fitting | None | eV-210518-2156-0003 | 30673372116818 | A4332575 | - | -
eV-210518-2214-0001 | Plumbing | Uponor | Pipework | QS Style Copper Adapter | R20 x 1/2 | Copper | - | Threaded x Soldered | A4342050 | Fitting | None | eV-210518-2214-0001 | 30673372116825 | A4342050 | - | -
eV-210518-2214-0002 | Plumbing | Uponor | Pipework | QS Style Copper Adapter | R20 x 3/4 | Copper | - | Threaded x Soldered | A4342075 | Fitting | None | eV-210518-2214-0002 | 30673372116832 | A4342075 | - | -
eV-210518-2214-0003 | Plumbing | Uponor | Pipework | QS Style Copper Adapter | R25 x 3/4 | Copper | - | Threaded x Soldered | A4342575 | Fitting | None | eV-210518-2214-0003 | 30673372128675 | A4342575 | - | -
eV-210518-2214-0004 | Plumbing | Uponor | Pipework | QS Style Copper Adapter | R25 x 1 | Copper | - | Threaded x Soldered | A4342510 | Fitting | None | eV-210518-2214-0004 | 30673372128910 | A4342510 | - | -
eV-210518-2118-0001 | Plumbing | Uponor | Pipework | QS Style Coupling Nipple | R20 | Brass | - | Threaded | A4322020 | Fitting | None | eV-210518-2118-0001 | 30673372118348 | A4322020 | - | -
eV-210518-2118-0002 | Plumbing | Uponor | Pipework | QS Style Coupling Nipple | R25 | Brass | - | Threaded | A4322525 | Fitting | None | eV-210518-2118-0002 | 30673372116771 | A4322525 | - | -
eV-210518-2228-0001 | Plumbing | Uponor | Pipework | Repair Coupling | 5/16 | Brass | - | Compression | A4010313 | Fitting | None | eV-210518-2228-0001 | 30673372132306 | A4010313 | - | -
eV-210518-1112-0001 | Plumbing | Uponor | Pipework | Thermal Mixing Valve with Union | 1 | Brass | - | Soldered | A5402112 | Valve | None | eV-210518-1112-0001 | 673372524278 | A5402112 | - | -
eV-210518-1043-0001 | Plumbing | Uponor | Pipework | Thermal Zone Valve | 1/2 | Brass | - | Soldered | A3011075 | Valve | None | eV-210518-1043-0001 | 673372478274 | A3011075 | - | -
eV-210413-1021-0001 | Plumbing | Uponor | Pipework | TriPRO EP Coupling | 3/8 | Engineered Polymer | - | TriPRO | Q5773838 | Fitting | None | eV-210413-1021-0001 | - | Q5773838 | - | -
eV-210413-1021-0002 | Plumbing | Uponor | Pipework | TriPRO EP Coupling | 3/8 x 1/2 | Engineered Polymer | - | ProPEX x TriPRO | Q5773850 | Fitting | None | eV-210413-1021-0002 | - | Q5773850 | - | -
eV-210414-0746-0001 | Plumbing | Uponor | Pipework | TriPRO EP Plug | 3/8 | Engineered Polymer | - | TriPRO | Q5350375 | Fitting | None | eV-210414-0746-0001 | - | Q5350375 | - | -
eV-210413-1005-0001 | Plumbing | Uponor | Pipework | TriPRO EP Reducing Tee | 3/8 x 3/8 x 1/2 | Engineered Polymer | - | ProPEX x TriPRO | Q5753850 | Fitting | None | eV-210413-1005-0001 | - | Q5753850 | - | -
eV-210413-1005-0002 | Plumbing | Uponor | Pipework | TriPRO EP Reducing Tee | 3/4 x 3/8 x 3/8 | Engineered Polymer | - | ProPEX x TriPRO | Q5757338 | Fitting | None | eV-210413-1005-0002 | - | Q5757338 | - | -
eV-210413-1005-0003 | Plumbing | Uponor | Pipework | TriPRO EP Reducing Tee | 3/4 x 1/2 x 3/8 | Engineered Polymer | - | ProPEX x TriPRO | Q5757538 | Fitting | None | eV-210413-1005-0003 | - | Q5757538 | - | -
eV-210413-1005-0004 | Plumbing | Uponor | Pipework | TriPRO EP Reducing Tee | 3/4 x 3/4 x 3/8 | Engineered Polymer | - | ProPEX x TriPRO | Q5757738 | Fitting | None | eV-210413-1005-0004 | - | Q5757738 | - | -
eV-210412-1231-0001 | Plumbing | Uponor | Pipework | TriPRO LF Brass Sweat Adapter | 3/8 x 1/2 | Lead Free Brass Copper | - | TriPRO | LF5513850 | Fitting | None | eV-210412-1231-0001 | - | LF5513850 | - | -
eV-210412-1226-0001 | Plumbing | Uponor | Pipework | TriPRO LF Brass Sweat Fitting Adapter | 3/8 x 1/2 | Lead Free Brass Copper | - | TriPRO | LF5503850 | Fitting | None | eV-210412-1226-0001 | - | LF5503850 | - | -
eV-210414-0728-0001 | Plumbing | Uponor | Pipework | TriPRO Ring with Stop | 3/8 | Engineered Polymer | - | TriPRO | Q4690303 | Fitting | None | eV-210414-0728-0001 | - | Q4690303 | - | -
eV-210401-0859-0001 | Plumbing | Uponor | Pipework | ProPEX Copper Branch Manifold with ProPEX LF brass outlets | 1 x 1/2 - 4 PORT | Copper Lead Free Brass | - | ProPEX | LF2801050 | Fitting | None | eV-210401-0859-0001 | 673372244671 | LF2801050 | - | -
eV-210401-0859-0002 | Plumbing | Uponor | Pipework | ProPEX Copper Branch Manifold with ProPEX LF brass outlets | 1 x 1/2 - 6 PORT | Copper Lead Free Brass | - | ProPEX | LF2811050 | Fitting | None | eV-210401-0859-0002 | 673372244688 | LF2811050 | - | -
eV-210401-0859-0003 | Plumbing | Uponor | Pipework | ProPEX Copper Branch Manifold with ProPEX LF brass outlets | 1 x 1/2 - 8 PORT | Copper Lead Free Brass | - | ProPEX | LF2821050 | Fitting | None | eV-210401-0859-0003 | 673372244695 | LF2821050 | - | -
eV-210401-0859-0004 | Plumbing | Uponor | Pipework | ProPEX Copper Branch Manifold with ProPEX LF brass outlets | 1 x 1/2 - 10 PORT | Copper Lead Free Brass | - | ProPEX | LF2831050 | Fitting | None | eV-210401-0859-0004 | 673372244701 | LF2831050 | - | -
eV-210401-0859-0005 | Plumbing | Uponor | Pipework | ProPEX Copper Branch Manifold with ProPEX LF brass outlets | 1 x 1/2 - 12 PORT | Copper Lead Free Brass | - | ProPEX | LF2841050 | Fitting | None | eV-210401-0859-0005 | 673372244718 | LF2841050 | - | -
eV-210519-0926-0001 | Plumbing | Uponor | Pipework | Commercial EP Flow Through Multi Port Tee - 3 Port | 1-1/4 x 1-1/4 x 3/4 | Engineered Polymer | - | ProPEX | Q2231373 | Fitting | None | eV-210519-0926-0001 | - | Q2231373 | - | -
eV-210519-0926-0002 | Plumbing | Uponor | Pipework | Commercial EP Flow Through Multi Port Tee - 3 Port | 2 x 2 x 1 | Engineered Polymer | - | ProPEX | Q2232102 | Fitting | None | eV-210519-0926-0002 | - | Q2232102 | - | -
eV-210402-1022-0001 | Plumbing | Uponor | Pipework | EP Branch Multi-port Tee, 3 outlets | 3/4 x 1/2 | Engineered Polymer | - | ProPEX | Q2237550 | Fitting | None | eV-210402-1022-0001 | 30673372188068 | Q2237550 | - | -
eV-210402-1022-0002 | Plumbing | Uponor | Pipework | EP Branch Multi-port Tee, 4 outlets | 3/4 x 1/2 | Engineered Polymer | - | ProPEX | Q2247550 | Fitting | None | eV-210402-1022-0002 | 30673372135154 | Q2247550 | - | -
eV-210402-1022-0003 | Plumbing | Uponor | Pipework | EP Branch Multi-port Tee, 6 outlets | 3/4 x 1/2 | Engineered Polymer | - | ProPEX | Q2267550 | Fitting | None | eV-210402-1022-0003 | 30673372188044 | Q2267550 | - | -
eV-210402-1022-0004 | Plumbing | Uponor | Pipework | EP Branch Multi-port Tee, 4 outlets | 1 x 1/2 | Engineered Polymer | - | ProPEX | Q2241050 | Fitting | None | eV-210402-1022-0004 | 30673372314672 | Q2241050 | - | -
eV-210402-1022-0005 | Plumbing | Uponor | Pipework | EP Branch Multi-port Tee, 6 outlets | 1 x 1/2 | Engineered Polymer | - | ProPEX | Q2261050 | Fitting | None | eV-210402-1022-0005 | 30673372135161 | Q2261050 | - | -
eV-210402-1048-0001 | Plumbing | Uponor | Pipework | EP Branch Opposing-port Multi-port Tee, 3 outlets | 3/4 x 1/2 | Engineered Polymer | - | ProPEX | Q2337550 | Fitting | None | eV-210402-1048-0001 | 30673372202665 | Q2337550 | - | -
eV-210402-1048-0002 | Plumbing | Uponor | Pipework | EP Branch Opposing-port Multi-port Tee, 4 outlets | 3/4 x 1/2 | Engineered Polymer | - | ProPEX | Q2347550 | Fitting | None | eV-210402-1048-0002 | 30673372202245 | Q2347550 | - | -
eV-210519-1020-0001 | Plumbing | Uponor | Pipework | EP Flow-through Multi-port Elbow, 3 outlets | 3/4 x 3/4 x 1/2 - 3 PORT | Engineered Polymer | - | ProPEX | Q2235577 | Fitting | None | eV-210519-1020-0001 | 30673372190856 | Q2235577 | - | -
eV-210519-1020-0002 | Plumbing | Uponor | Pipework | EP Flow-through Multi-port Elbow, 4 outlets | 3/4 x 3/4 x 1/2 - 4 PORT | Engineered Polymer | - | ProPEX | Q2245577 | Fitting | None | eV-210519-1020-0002 | 30673372191044 | Q2245577 | - | -
eV-210518-1247-0001 | Plumbing | Uponor | Pipework | EP Flow-through Multi-port Horizontal Tee, 4 outlets | 3/4 x 3/4 x 3/4 x 1/2 | Engineered Polymer | - | ProPEX | Q2247577 | Fitting | None | eV-210518-1247-0001 | 30673372191051 | Q2247577 | - | -
eV-210405-1024-0001 | Plumbing | Uponor | Pipework | EP Flow-through Multi-Port Tee, 2 outlets | 3/4 x 1/2 | Engineered Polymer | - | ProPEX | Q2227557 | Fitting | None | eV-210405-1024-0001 | 30673372135123 | Q2227557 | - | -
eV-210405-1024-0002 | Plumbing | Uponor | Pipework | EP Flow-through Multi-Port Tee, 3 outlets | 3/4 x 1/2 | Engineered Polymer | - | ProPEX | Q2237557 | Fitting | None | eV-210405-1024-0002 | 30673372135130 | Q2237557 | - | -
eV-210405-1024-0003 | Plumbing | Uponor | Pipework | EP Flow-through Multi-Port Tee, 4 outlets | 3/4 x 1/2 | Engineered Polymer | - | ProPEX | Q2247557 | Fitting | None | eV-210405-1024-0003 | 30673372119383 | Q2247557 | - | -
eV-210405-1024-0004 | Plumbing | Uponor | Pipework | EP Flow-through Multi-Port Tee, 6 outlets | 3/4 x 1/2 | Engineered Polymer | - | ProPEX | Q2267557 | Fitting | None | eV-210405-1024-0004 | 30673372188051 | Q2267557 | - | -
eV-210405-1024-0005 | Plumbing | Uponor | Pipework | EP Flow-through Multi-Port Tee, 3 outlets | 1 x 3/4 x 1/2 | Engineered Polymer | - | ProPEX | Q2231057 | Fitting | None | eV-210405-1024-0005 | 30673372314276 | Q2231057 | - | -
eV-210405-1024-0006 | Plumbing | Uponor | Pipework | EP Flow-through Multi-Port Tee, 4 outlets | 1 x 3/4 x 1/2 | Engineered Polymer | - | ProPEX | Q2241057 | Fitting | None | eV-210405-1024-0006 | 30673372135147 | Q2241057 | - | -
eV-210405-1024-0007 | Plumbing | Uponor | Pipework | EP Flow-through Multi-Port Tee, 6 outlets | 1 x 3/4 x 1/2 | Engineered Polymer | - | ProPEX | Q2261057 | Fitting | None | eV-210405-1024-0007 | 30673372135185 | Q2261057 | - | -
eV-210405-1024-0008 | Plumbing | Uponor | Pipework | EP Flow-through Multi-Port Tee, 4 outlets | 1 x 1/2 | Engineered Polymer | - | ProPEX | Q2241051 | Fitting | None | eV-210405-1024-0008 | 30673372314474 | Q2241051 | - | -
eV-210405-1024-0009 | Plumbing | Uponor | Pipework | EP Flow-through Multi-Port Tee, 6 outlets | 1 x 1/2 | Engineered Polymer | - | ProPEX | Q2261051 | Fitting | None | eV-210405-1024-0009 | 30673372135178 | Q2261051 | - | -
eV-210519-1120-0001 | Plumbing | Uponor | Pipework | EP Flow-through Multi-port Vertical Tee, 3 outlets | 3/4 x 3/4 x 3/4 x 1/2 - 3 PORT | Engineered Polymer | - | ProPEX | Q2237757 | Fitting | None | eV-210519-1120-0001 | 30673372190863 | Q2237757 | - | -
eV-210519-1120-0002 | Plumbing | Uponor | Pipework | EP Flow-through Multi-port Vertical Tee, 4 outlets | 3/4 x 3/4 x 3/4 x 1/2 - 4 PORT | Engineered Polymer | - | ProPEX | Q2247757 | Fitting | None | eV-210519-1120-0002 | 30673372190849 | Q2247757 | - | -
eV-210405-1049-0001 | Plumbing | Uponor | Pipework | EP Flow-through Opposing-port Multi-port Tee, 3 outlets | 3/4 x 1/2 | Engineered Polymer | - | ProPEX | Q2337557 | Fitting | None | eV-210405-1049-0001 | 30673372202672 | Q2337557 | - | -
eV-210405-1049-0002 | Plumbing | Uponor | Pipework | EP Flow-through Opposing-port Multi-port Tee, 4 outlets | 3/4 x 1/2 | Engineered Polymer | - | ProPEX | Q2347557 | Fitting | None | eV-210405-1049-0002 | 30673372202443 | Q2347557 | - | -
eV-210405-1049-0003 | Plumbing | Uponor | Pipework | EP Flow-through Opposing-port Multi-port Tee, 6 outlets | 3/4 x 1/2 | Engineered Polymer | - | ProPEX | Q2367557 | Fitting | None | eV-210405-1049-0003 | 30673372202641 | Q2367557 | - | -
eV-210426-1047-0001 | Plumbing | Uponor | Pipework | TriPRO EP Branch Multi-port Tee, 3 outlets | 3/4 x 3/8 | Engineered Polymer | - | TriPRO | Q5237538 | Fitting | None | eV-210426-1047-0001 | - | Q5237538 | - | -
eV-210426-1047-0002 | Plumbing | Uponor | Pipework | TriPRO EP Branch Multi-port Tee, 4 outlets | 3/4 x 3/8 x 1/2 | Engineered Polymer | - | TriPRO | Q5237385 | Fitting | None | eV-210426-1047-0002 | - | Q5237385 | - | -
eV-210426-1159-0001 | Plumbing | Uponor | Pipework | TriPRO EP Flow Through Multi-port Tee, 3 outlets | 3/4 x 3/8 | Engineered Polymer | - | TriPRO | Q5237537 | Fitting | None | eV-210426-1159-0001 | - | Q5237537 | - | -
eV-210426-1159-0002 | Plumbing | Uponor | Pipework | TriPRO EP Flow Through Multi-port Tee, 4 outlets | 3/4 x 3/8 x 1/2 | Engineered Polymer | - | TriPRO | Q5237357 | Fitting | None | eV-210426-1159-0002 | - | Q5237357 | - | -
eV-210419-0803-0001 | Plumbing | Uponor | Pipework | AquaPEX Blue - 20ft | 1/2 | PEX | - | ProPEX | F3930500 | Pipe | None | eV-210419-0803-0001 | 673372154277 | F3930500 | - | -
eV-210419-0803-0002 | Plumbing | Uponor | Pipework | AquaPEX Blue - 20ft | 3/4 | PEX | - | ProPEX | F3930750 | Pipe | None | eV-210419-0803-0002 | 673372154314 | F3930750 | - | -
eV-210419-0803-0003 | Plumbing | Uponor | Pipework | AquaPEX Blue - 20ft | 1 | PEX | - | ProPEX | F3921000 | Pipe | None | eV-210419-0803-0003 | 673372154390 | F3921000 | - | -
eV-210511-1235-0001 | Plumbing | Uponor | Pipework | AquaPEX Blue - 100ft Coil | 1/2 | PEX | - | ProPEX | F3040500 | Pipe | None | eV-210511-1235-0001 | 673372154291 | F3040500 | - | -
eV-210511-1235-0002 | Plumbing | Uponor | Pipework | AquaPEX Blue - 100ft Coil | 3/4 | PEX | - | ProPEX | F3040750 | Pipe | None | eV-210511-1235-0002 | 673372154345 | F3040750 | - | -
eV-210511-1235-0003 | Plumbing | Uponor | Pipework | AquaPEX Blue - 100ft Coil | 1 | PEX | - | ProPEX | F3041000 | Pipe | None | eV-210511-1235-0003 | 673372154420 | F3041000 | - | -
eV-210511-1250-0001 | Plumbing | Uponor | Pipework | AquaPEX Blue - 300ft Coil | 1/2 | PEX | - | ProPEX | F3060500 | Pipe | None | eV-210511-1250-0001 | 673372154031 | F3060500 | - | -
eV-210511-1250-0002 | Plumbing | Uponor | Pipework | AquaPEX Blue - 300ft Coil | 3/4 | PEX | - | ProPEX | F3060750 | Pipe | None | eV-210511-1250-0002 | 673372154338 | F3060750 | - | -
eV-210511-1250-0003 | Plumbing | Uponor | Pipework | AquaPEX Blue - 300ft Coil | 1 | PEX | - | ProPEX | F3061000 | Pipe | None | eV-210511-1250-0003 | 673372154413 | F3061000 | - | -
eV-210511-1255-0001 | Plumbing | Uponor | Pipework | AquaPEX Blue - 500ft Coil | 3/4 | PEX | - | ProPEX | F3100750 | Pipe | None | eV-210511-1255-0001 | 673372154321 | F3100750 | - | -
eV-210511-1255-0002 | Plumbing | Uponor | Pipework | AquaPEX Blue - 500ft Coil | 1 | PEX | - | ProPEX | F3101000 | Pipe | None | eV-210511-1255-0002 | 673372154406 | F3101000 | - | -
eV-210511-1301-0001 | Plumbing | Uponor | Pipework | AquaPEX Blue - 1000ft Coil | 1/2 | PEX | - | ProPEX | F3120500 | Pipe | None | eV-210511-1301-0001 | 673372154284 | F3120500 | - | -
eV-210419-0808-0001 | Plumbing | Uponor | Pipework | AquaPEX Purple - 10ft | 1 | PEX | - | ProPEX | F1961002 | Pipe | None | eV-210419-0808-0001 | 673372516679 | F1961002 | - | -
eV-210419-0808-0002 | Plumbing | Uponor | Pipework | AquaPEX Purple - 10ft | 1-1/4 | PEX | - | ProPEX | F1911256 | Pipe | None | eV-210419-0808-0002 | 673372516877 | F1911256 | - | -
eV-210419-0808-0003 | Plumbing | Uponor | Pipework | AquaPEX Purple - 10ft | 1-1/2 | PEX | - | ProPEX | F1911506 | Pipe | None | eV-210419-0808-0003 | 673372516907 | F1911506 | - | -
eV-210419-0808-0004 | Plumbing | Uponor | Pipework | AquaPEX Purple - 10ft | 2 | PEX | - | ProPEX | F1912006 | Pipe | None | eV-210419-0808-0004 | 673372517096 | F1912006 | - | -
eV-210419-0815-0001 | Plumbing | Uponor | Pipework | AquaPEX Purple - 20ft | 1 | PEX | - | ProPEX | F1921002 | Pipe | None | eV-210419-0815-0001 | 673372440479 | F1921002 | - | -
eV-210419-0815-0002 | Plumbing | Uponor | Pipework | AquaPEX Purple - 20ft | 1-1/4 | PEX | - | ProPEX | F1961256 | Pipe | None | eV-210419-0815-0002 | 673372516884 | F1961256 | - | -
eV-210419-0815-0003 | Plumbing | Uponor | Pipework | AquaPEX Purple - 20ft | 1-1/2 | PEX | - | ProPEX | F1961502 | Pipe | None | eV-210419-0815-0003 | 673372517072 | F1961502 | - | -
eV-210419-0815-0004 | Plumbing | Uponor | Pipework | AquaPEX Purple - 20ft | 2 | PEX | - | ProPEX | F1962002 | Pipe | None | eV-210419-0815-0004 | 673372517102 | F1962002 | - | -
eV-210511-1354-0001 | Plumbing | Uponor | Pipework | AquaPEX Purple - 300ft Coil | 1/2 | PEX | - | ProPEX | F1060502 | Pipe | None | eV-210511-1354-0001 | 673372238069 | F1060502 | - | -
eV-210511-1354-0002 | Plumbing | Uponor | Pipework | AquaPEX Purple - 300ft Coil | 3/4 | PEX | - | ProPEX | F1060752 | Pipe | None | eV-210511-1354-0002 | 673372238267 | F1060752 | - | -
eV-210511-1354-0003 | Plumbing | Uponor | Pipework | AquaPEX Purple - 300ft Coil | 1 | PEX | - | ProPEX | F1061002 | Pipe | None | eV-210511-1354-0003 | 673372238274 | F1061002 | - | -
eV-210419-0755-0001 | Plumbing | Uponor | Pipework | AquaPEX Red - 20ft | 1/2 | PEX | - | ProPEX | F2930500 | Pipe | None | eV-210419-0755-0001 | 673372154307 | F2930500 | - | -
eV-210419-0755-0002 | Plumbing | Uponor | Pipework | AquaPEX Red - 20ft | 3/4 | PEX | - | ProPEX | F2930750 | Pipe | None | eV-210419-0755-0002 | 673372154383 | F2930750 | - | -
eV-210419-0755-0003 | Plumbing | Uponor | Pipework | AquaPEX Red - 20ft | 1 | PEX | - | ProPEX | F2921000 | Pipe | None | eV-210419-0755-0003 | 673372154437 | F2921000 | - | -
eV-210511-1347-0001 | Plumbing | Uponor | Pipework | AquaPEX Red - 100ft Coil | 1/2 | PEX | - | ProPEX | F2040500 | Pipe | None | eV-210511-1347-0001 | 673372150385 | F2040500 | - | -
eV-210511-1347-0002 | Plumbing | Uponor | Pipework | AquaPEX Red - 100ft Coil | 3/4 | PEX | - | ProPEX | F2040750 | Pipe | None | eV-210511-1347-0002 | 673372154352 | F2040750 | - | -
eV-210511-1347-0003 | Plumbing | Uponor | Pipework | AquaPEX Red - 100ft Coil | 1 | PEX | - | ProPEX | F2041000 | Pipe | None | eV-210511-1347-0003 | 673372154444 | F2041000 | - | -
eV-210511-1350-0001 | Plumbing | Uponor | Pipework | AquaPEX Red - 300ft Coil | 1/2 | PEX | - | ProPEX | F2060500 | Pipe | None | eV-210511-1350-0001 | 673372150378 | F2060500 | - | -
eV-210511-1350-0002 | Plumbing | Uponor | Pipework | AquaPEX Red - 300ft Coil | 3/4 | PEX | - | ProPEX | F2060750 | Pipe | None | eV-210511-1350-0002 | 673372154376 | F2060750 | - | -
eV-210511-1350-0003 | Plumbing | Uponor | Pipework | AquaPEX Red - 300ft Coil | 1 | PEX | - | ProPEX | F2061000 | Pipe | None | eV-210511-1350-0003 | 673372154451 | F2061000 | - | -
eV-210511-1352-0001 | Plumbing | Uponor | Pipework | AquaPEX Red - 500ft Coil | 3/4 | PEX | - | ProPEX | F2100750 | Pipe | None | eV-210511-1352-0001 | 673372154369 | F2100750 | - | -
eV-210511-1352-0002 | Plumbing | Uponor | Pipework | AquaPEX Red - 500ft Coil | 1 | PEX | - | ProPEX | F2101000 | Pipe | None | eV-210511-1352-0002 | 673372154468 | F2101000 | - | -
eV-210511-1344-0001 | Plumbing | Uponor | Pipework | AquaPEX Red - 1000ft Coil | 1/2 | PEX | - | ProPEX | F2120500 | Pipe | None | eV-210511-1344-0001 | 673372150361 | F2120500 | - | -
eV-210419-0748-0001 | Plumbing | Uponor | Pipework | AquaPEX White- 20ft | 1/2 | PEX | - | ProPEX | F1930500 | Pipe | None | eV-210419-0748-0001 | 673372115841 | F1930500 | - | -
eV-210419-0748-0002 | Plumbing | Uponor | Pipework | AquaPEX White- 20ft | 3/4 | PEX | - | ProPEX | F1930750 | Pipe | None | eV-210419-0748-0002 | 673372115858 | F1930750 | - | -
eV-210419-0748-0003 | Plumbing | Uponor | Pipework | AquaPEX White- 20ft | 1 | PEX | - | ProPEX | F1921000 | Pipe | None | eV-210419-0748-0003 | 673372115810 | F1921000 | - | -
eV-210419-0748-0004 | Plumbing | Uponor | Pipework | AquaPEX White- 20ft | 1-1/4 | PEX | - | ProPEX | F1921250 | Pipe | None | eV-210419-0748-0004 | 673372115827 | F1921250 | - | -
eV-210419-0748-0005 | Plumbing | Uponor | Pipework | AquaPEX White- 20ft | 1-1/2 | PEX | - | ProPEX | F1921500 | Pipe | None | eV-210419-0748-0005 | 673372115834 | F1921500 | - | -
eV-210419-0748-0006 | Plumbing | Uponor | Pipework | AquaPEX White- 20ft | 2 | PEX | - | ProPEX | F1922000 | Pipe | None | eV-210419-0748-0006 | 673372183055 | F1922000 | - | -
eV-210419-0748-0007 | Plumbing | Uponor | Pipework | AquaPEX White- 20ft | 2-1/2 | PEX | - | ProPEX | F1922500 | Pipe | None | eV-210419-0748-0007 | 673372452298 | F1922500 | - | -
eV-210419-0748-0008 | Plumbing | Uponor | Pipework | AquaPEX White- 20ft | 3 | PEX | - | ProPEX | F1923000 | Pipe | None | eV-210419-0748-0008 | 673372249270 | F1923000 | - | -
eV-210412-0857-0001 | Plumbing | Uponor | Pipework | AquaPEX White Blue Print- 20ft | 1/2 | PEX | - | ProPEX | F4930500 | Pipe | None | eV-210412-0857-0001 | - | F4930500 | - | -
eV-210412-0857-0002 | Plumbing | Uponor | Pipework | AquaPEX White Blue Print- 20ft | 3/4 | PEX | - | ProPEX | F4930750 | Pipe | None | eV-210412-0857-0002 | - | F4930750 | - | -
eV-210412-0857-0003 | Plumbing | Uponor | Pipework | AquaPEX White Blue Print- 20ft | 1 | PEX | - | ProPEX | F4931000 | Pipe | None | eV-210412-0857-0003 | - | F4931000 | - | -
eV-210412-1000-0001 | Plumbing | Uponor | Pipework | AquaPEX White Blue Print - 100ft Coil | 1/2 | PEX | - | ProPEX | F4340500 | Pipe | None | eV-210412-1000-0001 | - | F4340500 | - | -
eV-210412-1000-0002 | Plumbing | Uponor | Pipework | AquaPEX White Blue Print - 100ft Coil | 3/4 | PEX | - | ProPEX | F4340750 | Pipe | None | eV-210412-1000-0002 | - | F4340750 | - | -
eV-210412-1000-0003 | Plumbing | Uponor | Pipework | AquaPEX White Blue Print - 100ft Coil | 1 | PEX | - | ProPEX | F4341000 | Pipe | None | eV-210412-1000-0003 | - | F4341000 | - | -
eV-210412-1001-0001 | Plumbing | Uponor | Pipework | AquaPEX White Blue Print - 300ft Coil | 1/2 | PEX | - | ProPEX | F4360500 | Pipe | None | eV-210412-1001-0001 | - | F4360500 | - | -
eV-210412-1001-0002 | Plumbing | Uponor | Pipework | AquaPEX White Blue Print - 300ft Coil | 3/4 | PEX | - | ProPEX | F4360750 | Pipe | None | eV-210412-1001-0002 | - | F4360750 | - | -
eV-210412-1001-0003 | Plumbing | Uponor | Pipework | AquaPEX White Blue Print - 300ft Coil | 1 | PEX | - | ProPEX | F4361000 | Pipe | None | eV-210412-1001-0003 | - | F4361000 | - | -
eV-210412-0958-0001 | Plumbing | Uponor | Pipework | AquaPEX White Blue Print - 1000ft Coil | 1/2 | PEX | - | ProPEX | F4320500 | Pipe | None | eV-210412-0958-0001 | - | F4320500 | - | -
eV-210412-0842-0001 | Plumbing | Uponor | Pipework | AquaPEX White Red Print- 20ft | 1/2 | PEX | - | ProPEX | F4920500 | Pipe | None | eV-210412-0842-0001 | - | F4920500 | - | -
eV-210412-0842-0002 | Plumbing | Uponor | Pipework | AquaPEX White Red Print- 20ft | 3/4 | PEX | - | ProPEX | F4920750 | Pipe | None | eV-210412-0842-0002 | - | F4920750 | - | -
eV-210412-0842-0003 | Plumbing | Uponor | Pipework | AquaPEX White Red Print- 20ft | 1 | PEX | - | ProPEX | F4921000 | Pipe | None | eV-210412-0842-0003 | - | F4921000 | - | -
eV-210412-0953-0001 | Plumbing | Uponor | Pipework | AquaPEX White Red Print - 100ft Coil | 1/2 | PEX | - | ProPEX | F4240500 | Pipe | None | eV-210412-0953-0001 | - | F4240500 | - | -
eV-210412-0953-0002 | Plumbing | Uponor | Pipework | AquaPEX White Red Print - 100ft Coil | 3/4 | PEX | - | ProPEX | F4240750 | Pipe | None | eV-210412-0953-0002 | - | F4240750 | - | -
eV-210412-0953-0003 | Plumbing | Uponor | Pipework | AquaPEX White Red Print - 100ft Coil | 1 | PEX | - | ProPEX | F4241000 | Pipe | None | eV-210412-0953-0003 | - | F4241000 | - | -
eV-210412-0954-0001 | Plumbing | Uponor | Pipework | AquaPEX White Red Print - 300ft Coil | 1/2 | PEX | - | ProPEX | F4260500 | Pipe | None | eV-210412-0954-0001 | - | F4260500 | - | -
eV-210412-0954-0002 | Plumbing | Uponor | Pipework | AquaPEX White Red Print - 300ft Coil | 3/4 | PEX | - | ProPEX | F4260750 | Pipe | None | eV-210412-0954-0002 | - | F4260750 | - | -
eV-210412-0954-0003 | Plumbing | Uponor | Pipework | AquaPEX White Red Print - 300ft Coil | 1 | PEX | - | ProPEX | F4261000 | Pipe | None | eV-210412-0954-0003 | - | F4261000 | - | -
eV-210412-0957-0001 | Plumbing | Uponor | Pipework | AquaPEX White Red Print - 1000ft Coil | 1/2 | PEX | - | ProPEX | F4220500 | Pipe | None | eV-210412-0957-0001 | - | F4220500 | - | -
eV-210511-1124-0001 | Plumbing | Uponor | Pipework | AquaPEX White - 100ft Coil | 1/4 | PEX | - | ProPEX | F1040250 | Pipe | None | eV-210511-1124-0001 | 673372122368 | F1040250 | - | -
eV-210511-1124-0002 | Plumbing | Uponor | Pipework | AquaPEX White - 100ft Coil | 1/2 | PEX | - | ProPEX | F1040500 | Pipe | None | eV-210511-1124-0002 | 673372122382 | F1040500 | - | -
eV-210511-1124-0003 | Plumbing | Uponor | Pipework | AquaPEX White - 100ft Coil | 3/4 | PEX | - | ProPEX | F1040750 | Pipe | None | eV-210511-1124-0003 | 673372122399 | F1040750 | - | -
eV-210511-1124-0004 | Plumbing | Uponor | Pipework | AquaPEX White - 100ft Coil | 1 | PEX | - | ProPEX | F1041000 | Pipe | None | eV-210511-1124-0004 | 673372122405 | F1041000 | - | -
eV-210511-1124-0005 | Plumbing | Uponor | Pipework | AquaPEX White - 100ft Coil | 1-1/4 | PEX | - | ProPEX | F1061250 | Pipe | None | eV-210511-1124-0005 | 673372122450 | F1061250 | - | -
eV-210511-1124-0006 | Plumbing | Uponor | Pipework | AquaPEX White - 100ft Coil | 1-1/2 | PEX | - | ProPEX | F1061500 | Pipe | None | eV-210511-1124-0006 | 673372122467 | F1061500 | - | -
eV-210511-1124-0007 | Plumbing | Uponor | Pipework | AquaPEX White - 100ft Coil | 2 | PEX | - | ProPEX | F1062000 | Pipe | None | eV-210511-1124-0007 | 673372195249 | F1062000 | - | -
eV-210511-1124-0008 | Plumbing | Uponor | Pipework | AquaPEX White - 100ft Coil | 2-1/2 | PEX | - | ProPEX | F1062500 | Pipe | None | eV-210511-1124-0008 | 673372452274 | F1062500 | - | -
eV-210511-1124-0009 | Plumbing | Uponor | Pipework | AquaPEX White - 100ft Coil | 3 | PEX | - | ProPEX | F1063000 | Pipe | None | eV-210511-1124-0009 | 673372249072 | F1063000 | - | -
eV-210803-0542-0001 | Plumbing | Uponor | Pipework | AquaPEX White - 200ft Coil | 2 | PEX | - | ProPEX | F1052000 | Pipe | None | eV-210803-0542-0001 | 673372204460 | F1052000 | - | -
eV-210511-1325-0001 | Plumbing | Uponor | Pipework | AquaPEX White - 300ft Coil | 1/2 | PEX | - | ProPEX | F1060500 | Pipe | None | eV-210511-1325-0001 | 673372122412 | F1060500 | - | -
eV-210511-1325-0002 | Plumbing | Uponor | Pipework | AquaPEX White - 300ft Coil | 3/4 | PEX | - | ProPEX | F1060750 | Pipe | None | eV-210511-1325-0002 | 673372122436 | F1060750 | - | -
eV-210511-1325-0003 | Plumbing | Uponor | Pipework | AquaPEX White - 300ft Coil | 1 | PEX | - | ProPEX | F1061000 | Pipe | None | eV-210511-1325-0003 | 673372122443 | F1061000 | - | -
eV-210511-1325-0004 | Plumbing | Uponor | Pipework | AquaPEX White - 300ft Coil | 1-1/4 | PEX | - | ProPEX | F1021250 | Pipe | None | eV-210511-1325-0004 | 673372132282 | F1021250 | - | -
eV-210511-1325-0005 | Plumbing | Uponor | Pipework | AquaPEX White - 300ft Coil | 1-1/2 | PEX | - | ProPEX | F1021500 | Pipe | None | eV-210511-1325-0005 | 673372132299 | F1021500 | - | -
eV-210511-1325-0006 | Plumbing | Uponor | Pipework | AquaPEX White - 300ft Coil | 2 | PEX | - | ProPEX | F1022000 | Pipe | None | eV-210511-1325-0006 | 673372204262 | F1022000 | - | -
eV-210511-1325-0007 | Plumbing | Uponor | Pipework | AquaPEX White - 300ft Coil | 2-1/2 | PEX | - | ProPEX | F1022500 | Pipe | None | eV-210511-1325-0007 | 673372452281 | F1022500 | - | -
eV-210511-1325-0008 | Plumbing | Uponor | Pipework | AquaPEX White - 300ft Coil | 3 | PEX | - | ProPEX | F1023000 | Pipe | None | eV-210511-1325-0008 | 673372248877 | F1023000 | - | -
eV-210511-1312-0001 | Plumbing | Uponor | Pipework | AquaPEX White - 400ft Coil | 3/8 | PEX | - | ProPEX | F1090375 | Pipe | None | eV-210511-1312-0001 | 673372115742 | F1090375 | - | -
eV-210511-1327-0001 | Plumbing | Uponor | Pipework | AquaPEX White - 500ft Coil | 1/2 | PEX | - | ProPEX | F1100500 | Pipe | None | eV-210511-1327-0001 | 673372115759 | F1100500 | - | -
eV-210511-1327-0002 | Plumbing | Uponor | Pipework | AquaPEX White - 500ft Coil | 3/4 | PEX | - | ProPEX | F1100750 | Pipe | None | eV-210511-1327-0002 | 673372115766 | F1100750 | - | -
eV-210511-1327-0003 | Plumbing | Uponor | Pipework | AquaPEX White - 500ft Coil | 1 | PEX | - | ProPEX | F1101000 | Pipe | None | eV-210511-1327-0003 | 673372115773 | F1101000 | - | -
eV-210511-1332-0001 | Plumbing | Uponor | Pipework | AquaPEX White - 1000ft Coil | 3/8 | PEX | - | ProPEX | F1120375 | Pipe | None | eV-210511-1332-0001 | 673372115780 | F1120375 | - | -
eV-210511-1332-0002 | Plumbing | Uponor | Pipework | AquaPEX White - 1000ft Coil | 1/2 | PEX | - | ProPEX | F1120500 | Pipe | None | eV-210511-1332-0002 | 673372115797 | F1120500 | - | -
eV-210511-1332-0003 | Plumbing | Uponor | Pipework | AquaPEX White - 1000ft Coil | 5/8 | PEX | - | ProPEX | F1120625 | Pipe | None | eV-210511-1332-0003 | 673372115803 | F1120625 | - | -
eV-210511-2249-0001 | Plumbing | Uponor | Pipework | Potable PEX Plus - 500ft Coil | 1-1/4 | PEX | - | ProPEX | 54555513 | Pipe | None | eV-210511-2249-0001 | 673372643078 | 54555513 | - | -
eV-210511-2226-0001 | Plumbing | Uponor | Pipework | Potable PEX with Jacket - 300ft Coil | 1-1/2 | PEX | - | ProPEX | 5216915 | Pipe | None | eV-210511-2226-0001 | 673372242479 | 5216915 | - | -
eV-210511-2226-0002 | Plumbing | Uponor | Pipework | Potable PEX with Jacket - 300ft Coil | 2 | PEX | - | ProPEX | 5216920 | Pipe | None | eV-210511-2226-0002 | 673372242486 | 5216920 | - | -
eV-210511-2226-0003 | Plumbing | Uponor | Pipework | Potable PEX with Jacket - 300ft Coil | 3 | PEX | - | ProPEX | 5217930 | Pipe | None | eV-210511-2226-0003 | 673372250092 | 5217930 | - | -
eV-210511-2241-0001 | Plumbing | Uponor | Pipework | Potable PEX with Jacket - 500ft Coil | 1-1/4 | PEX | - | ProPEX | 5215513 | Pipe | None | eV-210511-2241-0001 | 673372242271 | 5215513 | - | -
eV-210511-2244-0001 | Plumbing | Uponor | Pipework | Potable PEX with Jacket - 600ft Coil | 1 | PEX | - | ProPEX | 5215510 | Pipe | None | eV-210511-2244-0001 | - | 5215510 | - | -
eV-210511-2245-0001 | Plumbing | Uponor | Pipework | Potable PEX with Jacket - 1000ft Coil | 3/4 | PEX | - | ProPEX | 5212775 | Pipe | None | eV-210511-2245-0001 | 673372291279 | 5212775 | - | -
eV-210511-2245-0002 | Plumbing | Uponor | Pipework | Potable PEX with Jacket - 1000ft Coil | 1 | PEX | - | ProPEX | 5212710 | Pipe | None | eV-210511-2245-0002 | 673372291699 | 5212710 | - | -
eV-210511-1421-0001 | Plumbing | Uponor | Pipework | Pre-insulated AquaPEX .5 Insulation - 100ft Coil | 1/2 | PEX | - | ProPEX | F6040500 | Pipe | None | eV-210511-1421-0001 | 673372233064 | F6040500 | - | -
eV-210511-1421-0002 | Plumbing | Uponor | Pipework | Pre-insulated AquaPEX .5 Insulation - 100ft Coil | 3/4 | PEX | - | ProPEX | F6040750 | Pipe | None | eV-210511-1421-0002 | 673372233071 | F6040750 | - | -
eV-210511-1421-0003 | Plumbing | Uponor | Pipework | Pre-insulated AquaPEX .5 Insulation - 100ft Coil | 1 | PEX | - | ProPEX | F6041000 | Pipe | None | eV-210511-1421-0003 | 673372233088 | F6041000 | - | -
eV-210511-1421-0004 | Plumbing | Uponor | Pipework | Pre-insulated AquaPEX .5 Insulation - 100ft Coil | 1-1/4 | PEX | - | ProPEX | F6041250 | Pipe | None | eV-210511-1421-0004 | 673372260879 | F6041250 | - | -
eV-210511-1500-0001 | Plumbing | Uponor | Pipework | Pre-insulated AquaPEX 1 Insulation - 100ft Coil | 1/2 | PEX | - | ProPEX | F6150500 | Pipe | None | eV-210511-1500-0001 | 673372507271 | F6150500 | - | -
eV-210511-1500-0002 | Plumbing | Uponor | Pipework | Pre-insulated AquaPEX 1 Insulation - 100ft Coil | 3/4 | PEX | - | ProPEX | F6150750 | Pipe | None | eV-210511-1500-0002 | 673372485272 | F6150750 | - | -
eV-210511-1500-0003 | Plumbing | Uponor | Pipework | Pre-insulated AquaPEX 1 Insulation - 100ft Coil | 1 | PEX | - | ProPEX | F6151000 | Pipe | None | eV-210511-1500-0003 | 673372507288 | F6151000 | - | -
eV-210511-1500-0004 | Plumbing | Uponor | Pipework | Pre-insulated AquaPEX 1 Insulation - 100ft Coil | 1-1/4 | PEX | - | ProPEX | F6151250 | Pipe | None | eV-210511-1500-0004 | 673372507295 | F6151250 | - | -
eV-210511-1503-0001 | Plumbing | Uponor | Pipework | Pre-insulated AquaPEX 1.5 Insulation - 75ft Coil | 1-1/2 | PEX | - | ProPEX | F6161500 | Pipe | None | eV-210511-1503-0001 | 673372507301 | F6161500 | - | -
eV-210511-1503-0002 | Plumbing | Uponor | Pipework | Pre-insulated AquaPEX 1.5 Insulation - 75ft Coil | 2 | PEX | - | ProPEX | F6162000 | Pipe | None | eV-210511-1503-0002 | 673372507479 | F6162000 | - | -
eV-210511-1613-0001 | Plumbing | Uponor | Pipework | Pre-insulated Wirsbo hePEX .5 Insulation - 100ft Coil | 1/2 | PEX | - | ProPEX | A6140500 | Pipe | None | eV-210511-1613-0001 | 673372501484 | A6140500 | - | -
eV-210511-1613-0002 | Plumbing | Uponor | Pipework | Pre-insulated Wirsbo hePEX .5 Insulation - 100ft Coil | 3/4 | PEX | - | ProPEX | A6140750 | Pipe | None | eV-210511-1613-0002 | 673372507486 | A6140750 | - | -
eV-210511-1613-0003 | Plumbing | Uponor | Pipework | Pre-insulated Wirsbo hePEX .5 Insulation - 100ft Coil | 1 | PEX | - | ProPEX | A6141000 | Pipe | None | eV-210511-1613-0003 | 673372317870 | A6141000 | - | -
eV-210511-1613-0004 | Plumbing | Uponor | Pipework | Pre-insulated Wirsbo hePEX .5 Insulation - 100ft Coil | 1-1/4 | PEX | - | ProPEX | A6141250 | Pipe | None | eV-210511-1613-0004 | 673372484480 | A6141250 | - | -
eV-210511-1615-0001 | Plumbing | Uponor | Pipework | Pre-insulated Wirsbo hePEX 1 Insulation - 100ft Coil | 1/2 | PEX | - | ProPEX | A6150500 | Pipe | None | eV-210511-1615-0001 | 673372507493 | A6150500 | - | -
eV-210511-1615-0002 | Plumbing | Uponor | Pipework | Pre-insulated Wirsbo hePEX 1 Insulation - 100ft Coil | 3/4 | PEX | - | ProPEX | A6150750 | Pipe | None | eV-210511-1615-0002 | 673372321075 | A6150750 | - | -
eV-210511-1615-0003 | Plumbing | Uponor | Pipework | Pre-insulated Wirsbo hePEX 1 Insulation - 100ft Coil | 1 | PEX | - | ProPEX | A6151000 | Pipe | None | eV-210511-1615-0003 | 673372507509 | A6151000 | - | -
eV-210511-1615-0004 | Plumbing | Uponor | Pipework | Pre-insulated Wirsbo hePEX 1 Insulation - 100ft Coil | 1-1/4 | PEX | - | ProPEX | A6151250 | Pipe | None | eV-210511-1615-0004 | 673372507516 | A6151250 | - | -
eV-210511-1621-0001 | Plumbing | Uponor | Pipework | Pre-insulated Wirsbo hePEX 1.5 Insulation - 75ft Coil | 1-1/2 | PEX | - | ProPEX | A6161500 | Pipe | None | eV-210511-1621-0001 | 673372507523 | A6161500 | - | -
eV-210511-1621-0002 | Plumbing | Uponor | Pipework | Pre-insulated Wirsbo hePEX 1.5 Insulation - 75ft Coil | 2 | PEX | - | ProPEX | A6162000 | Pipe | None | eV-210511-1621-0002 | 673372507530 | A6162000 | - | -
eV-210511-1619-0001 | Plumbing | Uponor | Pipework | Pre-insulated Wirsbo hePEX 1.5 Insulation - 100ft Coil | 1/2 | PEX | - | ProPEX | A6160500 | Pipe | None | eV-210511-1619-0001 | 673372507547 | A6160500 | - | -
eV-210511-1619-0002 | Plumbing | Uponor | Pipework | Pre-insulated Wirsbo hePEX 1.5 Insulation - 100ft Coil | 3/4 | PEX | - | ProPEX | A6160750 | Pipe | None | eV-210511-1619-0002 | 673372508094 | A6160750 | - | -
eV-210511-1619-0003 | Plumbing | Uponor | Pipework | Pre-insulated Wirsbo hePEX 1.5 Insulation - 100ft Coil | 1 | PEX | - | ProPEX | A6161000 | Pipe | None | eV-210511-1619-0003 | 673372318075 | A6161000 | - | -
eV-210511-1619-0004 | Plumbing | Uponor | Pipework | Pre-insulated Wirsbo hePEX 1.5 Insulation - 100ft Coil | 1-1/4 | PEX | - | ProPEX | A6161250 | Pipe | None | eV-210511-1619-0004 | 673372508100 | A6161250 | - | -
eV-210511-1625-0001 | Plumbing | Uponor | Pipework | Pre-insulated Wirsbo hePEX 2 Insulation - 50ft Coil | 1-1/2 | PEX | - | ProPEX | A6171500 | Pipe | None | eV-210511-1625-0001 | 673372508117 | A6171500 | - | -
eV-210511-1625-0002 | Plumbing | Uponor | Pipework | Pre-insulated Wirsbo hePEX 2 Insulation - 50ft Coil | 2 | PEX | - | ProPEX | A6172000 | Pipe | None | eV-210511-1625-0002 | 673372508124 | A6172000 | - | -
eV-210511-2213-0001 | Plumbing | Uponor | Pipework | Pre-sleeved AquaPEX Blue - 400ft Coil | 1/2 | PEX | - | ProPEX | F1091500 | Pipe | None | eV-210511-2213-0001 | 673372189453 | F1091500 | - | -
eV-210511-2213-0002 | Plumbing | Uponor | Pipework | Pre-sleeved AquaPEX Blue - 400ft Coil | 3/4 | PEX | - | ProPEX | F1091750 | Pipe | None | eV-210511-2213-0002 | 673372211093 | F1091750 | - | -
eV-210511-2205-0001 | Plumbing | Uponor | Pipework | Pre-sleeved AquaPEX Red - 400ft Coil | 1/2 | PEX | - | ProPEX | F1092500 | Pipe | None | eV-210511-2205-0001 | 673372189460 | F1092500 | - | -
eV-210511-2205-0002 | Plumbing | Uponor | Pipework | Pre-sleeved AquaPEX Red - 400ft Coil | 3/4 | PEX | - | ProPEX | F1092750 | Pipe | None | eV-210511-2205-0002 | 673372211109 | F1092750 | - | -
eV-210511-2258-0005 | Plumbing | Uponor | Pipework | Thermal Single with Jacket - 300ft Coil | 1-1/2 | PEX | - | ProPEX | 5016915 | Pipe | None | eV-210511-2258-0005 | 673372215275 | 5016915 | - | -
eV-210511-2258-0006 | Plumbing | Uponor | Pipework | Thermal Single with Jacket - 300ft Coil | 2 | PEX | - | ProPEX | 5016920 | Pipe | None | eV-210511-2258-0006 | 673372229708 | 5016920 | - | -
eV-210511-2258-0007 | Plumbing | Uponor | Pipework | Thermal Single with Jacket - 300ft Coil | 2-1/2 | PEX | - | ProPEX | 5016925 | Pipe | None | eV-210511-2258-0007 | 673372236867 | 5016925 | - | -
eV-210511-2258-0008 | Plumbing | Uponor | Pipework | Thermal Single with Jacket - 300ft Coil | 3 | PEX | - | ProPEX | 5017930 | Pipe | None | eV-210511-2258-0008 | 673372241878 | 5017930 | - | -
eV-210511-2258-0009 | Plumbing | Uponor | Pipework | Thermal Single with Jacket - 300ft Coil | 4 | PEX | - | ProPEX | 5017940 | Pipe | None | eV-210511-2258-0009 | 673372247887 | 5017940 | - | -
eV-210511-2258-0004 | Plumbing | Uponor | Pipework | Thermal Single with Jacket - 500ft Coil | 1-1/4 | PEX | - | ProPEX | 5015513 | Pipe | None | eV-210511-2258-0004 | 673372215268 | 5015513 | - | -
eV-210511-2258-0003 | Plumbing | Uponor | Pipework | Thermal Single with Jacket - 600ft Coil | 1 | PEX | - | ProPEX | 5015510 | Pipe | None | eV-210511-2258-0003 | 673372215282 | 5015510 | - | -
eV-210511-2258-0002 | Plumbing | Uponor | Pipework | Thermal Single with Jacket - 1000ft Coil | 3/4 | PEX | - | ProPEX | 5012775 | Pipe | None | eV-210511-2258-0002 | 673372312875 | 5012775 | - | -
eV-210511-2258-0001 | Plumbing | Uponor | Pipework | Thermal Single with Jacket - 1000ft Coil | 1 | PEX | - | ProPEX | 5012710 | Pipe | None | eV-210511-2258-0001 | 673372341875 | 5012710 | - | -
eV-210511-1553-0001 | Plumbing | Uponor | Pipework | Wirsbo hePEX - 20ft | 1/2 | PEX | - | ProPEX | A1930500 | Pipe | None | eV-210511-1553-0001 | 673372256292 | A1930500 | - | -
eV-210511-1553-0002 | Plumbing | Uponor | Pipework | Wirsbo hePEX - 20ft | 5/8 | PEX | - | ProPEX | A1930625 | Pipe | None | eV-210511-1553-0002 | 673372256476 | A1930625 | - | -
eV-210511-1553-0003 | Plumbing | Uponor | Pipework | Wirsbo hePEX - 20ft | 3/4 | PEX | - | ProPEX | A1930750 | Pipe | None | eV-210511-1553-0003 | 673372256278 | A1930750 | - | -
eV-210511-1553-0004 | Plumbing | Uponor | Pipework | Wirsbo hePEX - 20ft | 1 | PEX | - | ProPEX | A1921000 | Pipe | None | eV-210511-1553-0004 | 673372256285 | A1921000 | - | -
eV-210511-1553-0005 | Plumbing | Uponor | Pipework | Wirsbo hePEX - 20ft | 1-1/4 | PEX | - | ProPEX | A1921250 | Pipe | None | eV-210511-1553-0005 | 673372203081 | A1921250 | - | -
eV-210511-1553-0006 | Plumbing | Uponor | Pipework | Wirsbo hePEX - 20ft | 1-1/2 | PEX | - | ProPEX | A1921500 | Pipe | None | eV-210511-1553-0006 | 673372208284 | A1921500 | - | -
eV-210511-1553-0007 | Plumbing | Uponor | Pipework | Wirsbo hePEX - 20ft | 2 | PEX | - | ProPEX | A1922000 | Pipe | None | eV-210511-1553-0007 | 673372207867 | A1922000 | - | -
eV-210511-1553-0008 | Plumbing | Uponor | Pipework | Wirsbo hePEX - 20ft | 2-1/2 | PEX | - | ProPEX | A1922500 | Pipe | None | eV-210511-1553-0008 | 673372504478 | A1922500 | - | -
eV-210511-1553-0009 | Plumbing | Uponor | Pipework | Wirsbo hePEX - 20ft | 3 | PEX | - | ProPEX | A1923000 | Pipe | None | eV-210511-1553-0009 | 673372504485 | A1923000 | - | -
eV-210511-1553-0010 | Plumbing | Uponor | Pipework | Wirsbo hePEX - 20ft | 4 | PEX | - | ProPEX | A1924000 | Pipe | None | eV-210511-1553-0010 | - | A1924000 | - | -
eV-210511-1519-0001 | Plumbing | Uponor | Pipework | Wirsbo hePEX - 100ft Coil | 5/16 | PEX | - | ProPEX | A1140313 | Pipe | None | eV-210511-1519-0001 | 673372238687 | A1140313 | - | -
eV-210511-1519-0002 | Plumbing | Uponor | Pipework | Wirsbo hePEX - 100ft Coil | 3/8 | PEX | - | ProPEX | A1140375 | Pipe | None | eV-210511-1519-0002 | 673372238670 | A1140375 | - | -
eV-210511-1519-0003 | Plumbing | Uponor | Pipework | Wirsbo hePEX - 100ft Coil | 1/2 | PEX | - | ProPEX | A1140500 | Pipe | None | eV-210511-1519-0003 | 673372238694 | A1140500 | - | -
eV-210511-1519-0004 | Plumbing | Uponor | Pipework | Wirsbo hePEX - 100ft Coil | 5/8 | PEX | - | ProPEX | A1140625 | Pipe | None | eV-210511-1519-0004 | 673372238861 | A1140625 | - | -
eV-210511-1519-0005 | Plumbing | Uponor | Pipework | Wirsbo hePEX - 100ft Coil | 3/4 | PEX | - | ProPEX | A1140750 | Pipe | None | eV-210511-1519-0005 | 673372238878 | A1140750 | - | -
eV-210511-1519-0006 | Plumbing | Uponor | Pipework | Wirsbo hePEX - 100ft Coil | 1 | PEX | - | ProPEX | A1141000 | Pipe | None | eV-210511-1519-0006 | 673372238885 | A1141000 | - | -
eV-210511-1519-0007 | Plumbing | Uponor | Pipework | Wirsbo hePEX - 100ft Coil | 1-1/4 | PEX | - | ProPEX | A1141250 | Pipe | None | eV-210511-1519-0007 | 673372203067 | A1141250 | - | -
eV-210511-1519-0008 | Plumbing | Uponor | Pipework | Wirsbo hePEX - 100ft Coil | 1-1/2 | PEX | - | ProPEX | A1141500 | Pipe | None | eV-210511-1519-0008 | 673372208277 | A1141500 | - | -
eV-210511-1519-0009 | Plumbing | Uponor | Pipework | Wirsbo hePEX - 100ft Coil | 2 | PEX | - | ProPEX | A1142000 | Pipe | None | eV-210511-1519-0009 | 673372208062 | A1142000 | - | -
eV-210511-1519-0010 | Plumbing | Uponor | Pipework | Wirsbo hePEX - 100ft Coil | 2-1/2 | PEX | - | ProPEX | A1142500 | Pipe | None | eV-210511-1519-0010 | 673372504676 | A1142500 | - | -
eV-210511-1519-0011 | Plumbing | Uponor | Pipework | Wirsbo hePEX - 100ft Coil | 3 | PEX | - | ProPEX | A1143000 | Pipe | None | eV-210511-1519-0011 | 673372504683 | A1143000 | - | -
eV-210511-1519-0012 | Plumbing | Uponor | Pipework | Wirsbo hePEX - 100ft Coil | 4 | PEX | - | ProPEX | A1144000 | Pipe | None | eV-210511-1519-0012 | 673372257084 | A1144000 | - | -
eV-210511-1524-0001 | Plumbing | Uponor | Pipework | Wirsbo hePEX - 250ft Coil | 5/16 | PEX | - | ProPEX | A1180313 | Pipe | None | eV-210511-1524-0001 | 673372122535 | A1180313 | - | -
eV-210511-1531-0001 | Plumbing | Uponor | Pipework | Wirsbo hePEX - 300ft Coil | 1/2 | PEX | - | ProPEX | A1250500 | Pipe | None | eV-210511-1531-0001 | 673372123082 | A1250500 | - | -
eV-210511-1531-0002 | Plumbing | Uponor | Pipework | Wirsbo hePEX - 300ft Coil | 5/8 | PEX | - | ProPEX | A1250625 | Pipe | None | eV-210511-1531-0002 | 673372123099 | A1250625 | - | -
eV-210511-1531-0003 | Plumbing | Uponor | Pipework | Wirsbo hePEX - 300ft Coil | 3/4 | PEX | - | ProPEX | A1250750 | Pipe | None | eV-210511-1531-0003 | 673372123105 | A1250750 | - | -
eV-210511-1531-0004 | Plumbing | Uponor | Pipework | Wirsbo hePEX - 300ft Coil | 1 | PEX | - | ProPEX | A1251000 | Pipe | None | eV-210511-1531-0004 | 673372123112 | A1251000 | - | -
eV-210511-1531-0005 | Plumbing | Uponor | Pipework | Wirsbo hePEX - 300ft Coil | 1-1/4 | PEX | - | ProPEX | A1251250 | Pipe | None | eV-210511-1531-0005 | 673372203074 | A1251250 | - | -
eV-210511-1531-0006 | Plumbing | Uponor | Pipework | Wirsbo hePEX - 300ft Coil | 1-1/2 | PEX | - | ProPEX | A1251500 | Pipe | None | eV-210511-1531-0006 | 673372208260 | A1251500 | - | -
eV-210511-1531-0007 | Plumbing | Uponor | Pipework | Wirsbo hePEX - 300ft Coil | 2 | PEX | - | ProPEX | A1252000 | Pipe | None | eV-210511-1531-0007 | 673372207461 | A1252000 | - | -
eV-210511-1531-0008 | Plumbing | Uponor | Pipework | Wirsbo hePEX - 300ft Coil | 2-1/2 | PEX | - | ProPEX | A1252500 | Pipe | None | eV-210511-1531-0008 | 673372256872 | A1252500 | - | -
eV-210511-1531-0009 | Plumbing | Uponor | Pipework | Wirsbo hePEX - 300ft Coil | 3 | PEX | - | ProPEX | A1253000 | Pipe | None | eV-210511-1531-0009 | 673372256889 | A1253000 | - | -
eV-210511-1534-0001 | Plumbing | Uponor | Pipework | Wirsbo hePEX - 400ft Coil | 3/8 | PEX | - | ProPEX | A1210375 | Pipe | None | eV-210511-1534-0001 | 673372123013 | A1210375 | - | -
eV-210511-1534-0002 | Plumbing | Uponor | Pipework | Wirsbo hePEX - 400ft Coil | 5/8 | PEX | - | ProPEX | A1210625 | Pipe | None | eV-210511-1534-0002 | 673372279079 | A1210625 | - | -
eV-210511-1535-0001 | Plumbing | Uponor | Pipework | Wirsbo hePEX - 500ft Coil | 1/2 | PEX | - | ProPEX | A1260500 | Pipe | None | eV-210511-1535-0001 | 673372123129 | A1260500 | - | -
eV-210511-1535-0002 | Plumbing | Uponor | Pipework | Wirsbo hePEX - 500ft Coil | 3/4 | PEX | - | ProPEX | A1240750 | Pipe | None | eV-210511-1535-0002 | 673372123068 | A1240750 | - | -
eV-210511-1535-0003 | Plumbing | Uponor | Pipework | Wirsbo hePEX - 500ft Coil | 1 | PEX | - | ProPEX | A1241000 | Pipe | None | eV-210511-1535-0003 | 673372123075 | A1241000 | - | -
eV-210511-1537-0001 | Plumbing | Uponor | Pipework | Wirsbo hePEX - 1000ft Coil | 5/16 | PEX | - | ProPEX | A1220313 | Pipe | None | eV-210511-1537-0001 | 673372123020 | A1220313 | - | -
eV-210511-1537-0002 | Plumbing | Uponor | Pipework | Wirsbo hePEX - 1000ft Coil | 3/8 | PEX | - | ProPEX | A1220375 | Pipe | None | eV-210511-1537-0002 | 673372123037 | A1220375 | - | -
eV-210511-1537-0003 | Plumbing | Uponor | Pipework | Wirsbo hePEX - 1000ft Coil | 1/2 | PEX | - | ProPEX | A1220500 | Pipe | None | eV-210511-1537-0003 | 673372123044 | A1220500 | - | -
eV-210511-1537-0004 | Plumbing | Uponor | Pipework | Wirsbo hePEX - 1000ft Coil | 5/8 | PEX | - | ProPEX | A1220625 | Pipe | None | eV-210511-1537-0004 | 673372123051 | A1220625 | - | -
eV-210511-1537-0005 | Plumbing | Uponor | Pipework | Wirsbo hePEX - 1000ft Coil | 3/4 | PEX | - | ProPEX | A1220750 | Pipe | None | eV-210511-1537-0005 | 673372132251 | A1220750 | - | -
eV-210512-0938-0001 | Mechanical | Uponor | Pipework | PP-RCT Flange Adapter, SDR 9, Butt or Socket Fused with Coupling | 4 | PP-RCT | SDR 9 | Butt x Flanged | PR929840 | Fitting | None | eV-210512-0938-0001 | - | PR929840 | - | -
eV-210512-0938-0002 | Mechanical | Uponor | Pipework | PP-RCT Flange Adapter, SDR 9, Butt or Socket Fused with Coupling | 6 | PP-RCT | SDR 9 | Butt x Flanged | PR929860 | Fitting | None | eV-210512-0938-0002 | - | PR929860 | - | -
eV-210512-0938-0003 | Mechanical | Uponor | Pipework | PP-RCT Flange Adapter, SDR 9, Butt or Socket Fused with Coupling | 8 | PP-RCT | SDR 9 | Butt x Flanged | PR929880 | Fitting | None | eV-210512-0938-0003 | - | PR929880 | - | -
eV-210512-0938-0004 | Mechanical | Uponor | Pipework | PP-RCT Flange Adapter, SDR 9, Butt or Socket Fused with Coupling | 10 | PP-RCT | SDR 9 | Butt x Flanged | PR9298100 | Fitting | None | eV-210512-0938-0004 | - | PR9298100 | - | -
eV-210512-0938-0005 | Mechanical | Uponor | Pipework | PP-RCT Flange Adapter, SDR 9, Butt or Socket Fused with Coupling | 12 | PP-RCT | SDR 9 | Butt x Flanged | PR9298120 | Fitting | None | eV-210512-0938-0005 | - | PR9298120 | - | -
eV-210412-1136-0001 | Mechanical | Uponor | Pipework | PP-RCT End Cap, SDR 9 | 6 | PP-RCT | SDR 9 | Butt Fusion | PR9435600 | Fitting | None | eV-210412-1136-0001 | - | PR9435600 | - | -
eV-210412-1136-0002 | Mechanical | Uponor | Pipework | PP-RCT End Cap, SDR 9 | 8 | PP-RCT | SDR 9 | Butt Fusion | PR943580 | Fitting | None | eV-210412-1136-0002 | - | PR943580 | - | -
eV-210412-1136-0003 | Mechanical | Uponor | Pipework | PP-RCT End Cap, SDR 9 | 10 | PP-RCT | SDR 9 | Butt Fusion | PR9435100 | Fitting | None | eV-210412-1136-0003 | - | PR9435100 | - | -
eV-210412-1136-0004 | Mechanical | Uponor | Pipework | PP-RCT End Cap, SDR 9 | 12 | PP-RCT | SDR 9 | Butt Fusion | PR9435120 | Fitting | None | eV-210412-1136-0004 | - | PR9435120 | - | -
eV-210430-1222-0001 | Mechanical | Uponor | Pipework | PP-RCT Reducing Tee, Mechanical, SDR 9 | 6 x 4 | PP-RCT | SDR 9 | Butt Fusion | PR947566400 | Fitting | None | eV-210430-1222-0001 | - | PR947566400 | - | -
eV-210419-1337-0001 | Mechanical | Uponor | Pipework | PP-RCT Tee, Mechanical, SDR 9 | 6 | PP-RCT | SDR 9 | Butt Fusion | PR9475600 | Fitting | None | eV-210419-1337-0001 | - | PR9475600 | - | -
eV-210419-1337-0002 | Mechanical | Uponor | Pipework | PP-RCT Tee, Mechanical, SDR 9 | 8 | PP-RCT | SDR 9 | Butt Fusion | PR9475800 | Fitting | None | eV-210419-1337-0002 | - | PR9475800 | - | -
eV-210412-1105-0001 | Mechanical | Uponor | Pipework | PP-RCT Reducer, SDR 9, Butt to Socket Fusion | 6 x 4 | PP-RCT | SDR 9 | Butt x Socket | PR94776040 | Fitting | None | eV-210412-1105-0001 | - | PR94776040 | - | -
eV-210412-1105-0002 | Mechanical | Uponor | Pipework | PP-RCT Reducer, SDR 9, Butt to Socket Fusion | 8 x 4 | PP-RCT | SDR 9 | Butt x Socket | PR94778040 | Fitting | None | eV-210412-1105-0002 | - | PR94778040 | - | -
eV-210510-1110-0001 | Mechanical | Uponor | Pipework | PP-RCT Fitting Reducer, SDR 9 | 4 x 2-1/2 | PP-RCT | SDR 9 | Butt Fusion | PR94774025 | Fitting | None | eV-210510-1110-0001 | - | PR94774025 | - | -
eV-210510-1110-0002 | Mechanical | Uponor | Pipework | PP-RCT Fitting Reducer, SDR 9 | 4 x 3 | PP-RCT | SDR 9 | Butt Fusion | PR94774030 | Fitting | None | eV-210510-1110-0002 | - | PR94774030 | - | -
eV-210510-1110-0003 | Mechanical | Uponor | Pipework | PP-RCT Fitting Reducer, SDR 9 | 10 x 6 | PP-RCT | SDR 9 | Butt Fusion | PR94771060 | Fitting | None | eV-210510-1110-0003 | - | PR94771060 | - | -
eV-210510-1110-0004 | Mechanical | Uponor | Pipework | PP-RCT Fitting Reducer, SDR 9 | 10 x 8 | PP-RCT | SDR 9 | Butt Fusion | PR94771080 | Fitting | None | eV-210510-1110-0004 | - | PR94771080 | - | -
eV-210510-1110-0005 | Mechanical | Uponor | Pipework | PP-RCT Fitting Reducer, SDR 9 | 12 x 8 | PP-RCT | SDR 9 | Butt Fusion | PR94771280 | Fitting | None | eV-210510-1110-0005 | - | PR94771280 | - | -
eV-210510-1110-0006 | Mechanical | Uponor | Pipework | PP-RCT Fitting Reducer, SDR 9 | 12 x 10 | PP-RCT | SDR 9 | Butt Fusion | PR94771210 | Fitting | None | eV-210510-1110-0006 | - | PR94771210 | - | -
eV-210412-1334-0001 | Mechanical | Uponor | Pipework | PP-RCT Reducer, SDR 9 | 8 x 6 | PP-RCT | SDR 9 | Butt Fusion | PR94778060 | Fitting | None | eV-210412-1334-0001 | - | PR94778060 | - | -
eV-210409-0917-0001 | Mechanical | Uponor | Pipework | PP-RCT 45 Elbow, Mechanical, SDR 9 | 6 | PP-RCT | SDR 9 | Butt Fusion | PR947645600 | Fitting | None | eV-210409-0917-0001 | - | PR947645600 | - | -
eV-210409-0914-0001 | Mechanical | Uponor | Pipework | PP-RCT 90 Elbow, Mechanical, SDR 9 | 6 | PP-RCT | SDR 9 | Butt Fusion | PR947690600 | Fitting | None | eV-210409-0914-0001 | - | PR947690600 | - | -
eV-210409-0914-0002 | Mechanical | Uponor | Pipework | PP-RCT 90 Elbow, Mechanical, SDR 9 | 8 | PP-RCT | SDR 9 | Butt Fusion | PR947690800 | Fitting | None | eV-210409-0914-0002 | - | PR947690800 | - | -
eV-210512-0941-0001 | Mechanical | Uponor | Pipework | PP-RCT Flange Adapter, SDR 11, Butt or Socket Fused with Coupling | 4 | PP-RCT | SDR 11 | Butt x Flanged | PR1129840 | Fitting | None | eV-210512-0941-0001 | - | PR1129840 | - | -
eV-210512-0941-0002 | Mechanical | Uponor | Pipework | PP-RCT Flange Adapter, SDR 11, Butt or Socket Fused with Coupling | 6 | PP-RCT | SDR 11 | Butt x Flanged | PR1129860 | Fitting | None | eV-210512-0941-0002 | - | PR1129860 | - | -
eV-210512-0941-0003 | Mechanical | Uponor | Pipework | PP-RCT Flange Adapter, SDR 11, Butt or Socket Fused with Coupling | 8 | PP-RCT | SDR 11 | Butt x Flanged | PR1129880 | Fitting | None | eV-210512-0941-0003 | - | PR1129880 | - | -
eV-210512-0941-0004 | Mechanical | Uponor | Pipework | PP-RCT Flange Adapter, SDR 11, Butt or Socket Fused with Coupling | 10 | PP-RCT | SDR 11 | Butt x Flanged | PR11298100 | Fitting | None | eV-210512-0941-0004 |  | PR11298100 | - | -
eV-210512-0941-0005 | Mechanical | Uponor | Pipework | PP-RCT Flange Adapter, SDR 11, Butt or Socket Fused with Coupling | 12 | PP-RCT | SDR 11 | Butt x Flanged | PR11298120 | Fitting | None | eV-210512-0941-0005 |  | PR11298120 | - | -
eV-210412-1134-0001 | Mechanical | Uponor | Pipework | PP-RCT End Cap, SDR 11 | 6 | PP-RCT | SDR 11 | Butt Fusion | PR1143560 | Fitting | None | eV-210412-1134-0001 | - | PR1143560 | - | -
eV-210412-1134-0002 | Mechanical | Uponor | Pipework | PP-RCT End Cap, SDR 11 | 8 | PP-RCT | SDR 11 | Butt Fusion | PR1143580 | Fitting | None | eV-210412-1134-0002 | - | PR1143580 | - | -
eV-210412-1134-0003 | Mechanical | Uponor | Pipework | PP-RCT End Cap, SDR 11 | 10 | PP-RCT | SDR 11 | Butt Fusion | PR11435100 | Fitting | None | eV-210412-1134-0003 | - | PR11435100 | - | -
eV-210412-1134-0004 | Mechanical | Uponor | Pipework | PP-RCT End Cap, SDR 11 | 12 | PP-RCT | SDR 11 | Butt Fusion | PR11435120 | Fitting | None | eV-210412-1134-0004 | - | PR11435120 | - | -
eV-210430-1225-0001 | Mechanical | Uponor | Pipework | PP-RCT Reducing Tee, Mechanical, SDR 11 | 6 x 4 | PP-RCT | SDR 11 | Butt Fusion | PR114756640 | Fitting | None | eV-210430-1225-0001 | - | PR114756640 | - | -
eV-210430-1225-0002 | Mechanical | Uponor | Pipework | PP-RCT Reducing Tee, Mechanical, SDR 11 | 8 x 4 | PP-RCT | SDR 11 | Butt Fusion | PR114758840 | Fitting | None | eV-210430-1225-0002 | - | PR114758840 | - | -
eV-210419-1341-0001 | Mechanical | Uponor | Pipework | PP-RCT Tee, Mechanical, SDR 11 | 6 | PP-RCT | SDR 11 | Butt Fusion | PR1147560 | Fitting | None | eV-210419-1341-0001 | - | PR11475600 | - | -
eV-210419-1341-0002 | Mechanical | Uponor | Pipework | PP-RCT Tee, Mechanical, SDR 11 | 8 | PP-RCT | SDR 11 | Butt Fusion | PR1147580 | Fitting | None | eV-210419-1341-0002 | - | PR1147580 | - | -
eV-210412-1104-0001 | Mechanical | Uponor | Pipework | PP-RCT Reducer, SDR 11, Butt to Socket Fusion | 6 x 4 | PP-RCT | SDR 11 | Butt x Socket | PR114776040 | Fitting | None | eV-210412-1104-0001 | - | PR114776040 | - | -
eV-210412-1104-0002 | Mechanical | Uponor | Pipework | PP-RCT Reducer, SDR 11, Butt to Socket Fusion | 8 x 4 | PP-RCT | SDR 11 | Butt x Socket | PR114778040 | Fitting | None | eV-210412-1104-0002 | - | PR114778040 | - | -
eV-210510-1114-0001 | Mechanical | Uponor | Pipework | PP-RCT Fitting Reducer, SDR 11 | 4 x 2-1/2 | PP-RCT | SDR 11 | Butt Fusion | PR114774025 | Fitting | None | eV-210510-1114-0001 | - | PR114774025 | - | -
eV-210510-1114-0002 | Mechanical | Uponor | Pipework | PP-RCT Fitting Reducer, SDR 11 | 4 x 3 | PP-RCT | SDR 11 | Butt Fusion | PR114774030 | Fitting | None | eV-210510-1114-0002 | - | PR114774030 | - | -
eV-210510-1114-0003 | Mechanical | Uponor | Pipework | PP-RCT Fitting Reducer, SDR 11 | 10 x 6 | PP-RCT | SDR 11 | Butt Fusion | PR114771060 | Fitting | None | eV-210510-1114-0003 | - | PR114771060 | - | -
eV-210510-1114-0004 | Mechanical | Uponor | Pipework | PP-RCT Fitting Reducer, SDR 11 | 10 x 8 | PP-RCT | SDR 11 | Butt Fusion | PR114771080 | Fitting | None | eV-210510-1114-0004 | - | PR114771080 | - | -
eV-210510-1114-0005 | Mechanical | Uponor | Pipework | PP-RCT Fitting Reducer, SDR 11 | 12 x 8 | PP-RCT | SDR 11 | Butt Fusion | PR114771280 | Fitting | None | eV-210510-1114-0005 | - | PR114771280 | - | -
eV-210510-1114-0006 | Mechanical | Uponor | Pipework | PP-RCT Fitting Reducer, SDR 11 | 12 x 10 | PP-RCT | SDR 11 | Butt Fusion | PR114771210 | Fitting | None | eV-210510-1114-0006 | - | PR114771210 | - | -
eV-210412-1345-0001 | Mechanical | Uponor | Pipework | PP-RCT Reducer, SDR 11 | 8 x 6 | PP-RCT | SDR 11 | Butt Fusion | PR114778060 | Fitting | None | eV-210412-1345-0001 | - | PR114778060 | - | -
eV-210409-0918-0001 | Mechanical | Uponor | Pipework | PP-RCT 45 Elbow, Mechanical, SDR 11 | 6 | PP-RCT | SDR 11 | Butt Fusion | PR114764560 | Fitting | None | eV-210409-0918-0001 | - | PR114764560 | - | -
eV-210409-0918-0002 | Mechanical | Uponor | Pipework | PP-RCT 45 Elbow, Mechanical, SDR 11 | 8 | PP-RCT | SDR 11 | Butt Fusion | PR114764580 | Fitting | None | eV-210409-0918-0002 | - | PR114764580 | - | -
eV-210409-0916-0001 | Mechanical | Uponor | Pipework | PP-RCT 90 Elbow, Mechanical, SDR 11 | 6 | PP-RCT | SDR 11 | Butt Fusion | PR114769060 | Fitting | None | eV-210409-0916-0001 | - | PR114769060 | - | -
eV-210409-0916-0002 | Mechanical | Uponor | Pipework | PP-RCT 90 Elbow, Mechanical, SDR 11 | 8 | PP-RCT | SDR 11 | Butt Fusion | PR114769080 | Fitting | None | eV-210409-0916-0002 | - | PR114769080 | - | -
eV-210512-0944-0001 | Mechanical | Uponor | Pipework | PP-RCT Flange Adapter, SDR 17.6, Butt or Socket Fused with Coupling | 4 | PP-RCT | SDR 17.6 | Butt x Flanged | PR1729840 | Fitting | None | eV-210512-0944-0001 | - | PR1729840 | - | -
eV-210512-0944-0002 | Mechanical | Uponor | Pipework | PP-RCT Flange Adapter, SDR 17.6, Butt or Socket Fused with Coupling | 6 | PP-RCT | SDR 17.6 | Butt x Flanged | PR1729860 | Fitting | None | eV-210512-0944-0002 | - | PR1729860 | - | -
eV-210512-0944-0003 | Mechanical | Uponor | Pipework | PP-RCT Flange Adapter, SDR 17.6, Butt or Socket Fused with Coupling | 8 | PP-RCT | SDR 17.6 | Butt x Flanged | PR1729880 | Fitting | None | eV-210512-0944-0003 | - | PR1729880 | - | -
eV-210512-0944-0004 | Mechanical | Uponor | Pipework | PP-RCT Flange Adapter, SDR 17.6, Butt or Socket Fused with Coupling | 10 | PP-RCT | SDR 17.6 | Butt x Flanged | PR17298100 | Fitting | None | eV-210512-0944-0004 | - | PR17298100 | - | -
eV-210512-0944-0005 | Mechanical | Uponor | Pipework | PP-RCT Flange Adapter, SDR 17.6, Butt or Socket Fused with Coupling | 12 | PP-RCT | SDR 17.6 | Butt x Flanged | PR17298120 | Fitting | None | eV-210512-0944-0005 | - | PR17298120 | - | -
eV-210412-1133-0001 | Mechanical | Uponor | Pipework | PP-RCT End Cap, SDR 17.6 | 6 | PP-RCT | SDR 17.6 | Butt Fusion | PR1743560 | Fitting | None | eV-210412-1133-0001 | - | PR1743560 | - | -
eV-210412-1133-0002 | Mechanical | Uponor | Pipework | PP-RCT End Cap, SDR 17.6 | 8 | PP-RCT | SDR 17.6 | Butt Fusion | PR1743580 | Fitting | None | eV-210412-1133-0002 | - | PR1743580 | - | -
eV-210412-1133-0003 | Mechanical | Uponor | Pipework | PP-RCT End Cap, SDR 17.6 | 10 | PP-RCT | SDR 17.6 | Butt Fusion | PR17435100 | Fitting | None | eV-210412-1133-0003 | - | PR17435100 | - | -
eV-210412-1133-0004 | Mechanical | Uponor | Pipework | PP-RCT End Cap, SDR 17.6 | 12 | PP-RCT | SDR 17.6 | Butt Fusion | PR17435120 | Fitting | None | eV-210412-1133-0004 | - | PR17435120 | - | -
eV-210430-1300-0001 | Mechanical | Uponor | Pipework | PP-RCT Reducing Tee, Mechanical, SDR 17.6 | 6 x 4 | PP-RCT | SDR 17.6 | Butt Fusion | PR1747566400 | Fitting | None | eV-210430-1300-0001 | - | PR1747566400 | - | -
eV-210430-1300-0002 | Mechanical | Uponor | Pipework | PP-RCT Reducing Tee, Mechanical, SDR 17.6 | 8 x 4 | PP-RCT | SDR 17.6 | Butt Fusion | PR1747588400 | Fitting | None | eV-210430-1300-0002 | - | PR1747588400 | - | -
eV-210419-1343-0001 | Mechanical | Uponor | Pipework | PP-RCT Tee, Mechanical, SDR 17.6 | 6 | PP-RCT | SDR 17.6 | Butt Fusion | PR17475600 | Fitting | None | eV-210419-1343-0001 | - | PR17475600 | - | -
eV-210419-1343-0002 | Mechanical | Uponor | Pipework | PP-RCT Tee, Mechanical, SDR 17.6 | 8 | PP-RCT | SDR 17.6 | Butt Fusion | PR17475800 | Fitting | None | eV-210419-1343-0002 | - | PR17475800 | - | -
eV-210419-1343-0003 | Mechanical | Uponor | Pipework | PP-RCT Tee, Mechanical, SDR 17.6 | 10 | PP-RCT | SDR 17.6 | Butt Fusion | PR17475100 | Fitting | None | eV-210419-1343-0003 | - | PR17475100 | - | -
eV-210419-1343-0004 | Mechanical | Uponor | Pipework | PP-RCT Tee, Mechanical, SDR 17.6 | 12 | PP-RCT | SDR 17.6 | Butt Fusion | PR17475120 | Fitting | None | eV-210419-1343-0004 | - | PR17475120 | - | -
eV-210412-1106-0001 | Mechanical | Uponor | Pipework | PP-RCT Reducer, SDR 17.6, Butt to Socket Fusion | 6 x 4 | PP-RCT | SDR 17.6 | Butt x Socket | PR174776040 | Fitting | None | eV-210412-1106-0001 | - | PR174776040 | - | -
eV-210412-1106-0002 | Mechanical | Uponor | Pipework | PP-RCT Reducer, SDR 17.6, Butt to Socket Fusion | 8 x 4 | PP-RCT | SDR 17.6 | Butt x Socket | PR174778040 | Fitting | None | eV-210412-1106-0002 | - | PR174778040 | - | -
eV-210510-1122-0001 | Mechanical | Uponor | Pipework | PP-RCT Fitting Reducer, SDR 17.6 | 4 x 2-1/2 | PP-RCT | SDR 17.6 | Butt Fusion | PR174774025 | Fitting | None | eV-210510-1122-0001 | - | PR174774025 | - | -
eV-210510-1122-0002 | Mechanical | Uponor | Pipework | PP-RCT Fitting Reducer, SDR 17.6 | 4 x 3 | PP-RCT | SDR 17.6 | Butt Fusion | PR174774030 | Fitting | None | eV-210510-1122-0002 | - | PR174774030 | - | -
eV-210412-1329-0001 | Mechanical | Uponor | Pipework | PP-RCT Reducer, SDR 17.6 | 8 x 6 | PP-RCT | SDR 17.6 | Butt Fusion | PR174778060 | Fitting | None | eV-210412-1329-0001 | - | PR174778060 | - | -
eV-210412-1329-0002 | Mechanical | Uponor | Pipework | PP-RCT Reducer, SDR 17.6 | 10 x 6 | PP-RCT | SDR 17.6 | Butt Fusion | PR174771060 | Fitting | None | eV-210412-1329-0002 | - | PR174771060 | - | -
eV-210412-1329-0003 | Mechanical | Uponor | Pipework | PP-RCT Reducer, SDR 17.6 | 10 x 8 | PP-RCT | SDR 17.6 | Butt Fusion | PR174771080 | Fitting | None | eV-210412-1329-0003 | - | PR174771080 | - | -
eV-210412-1329-0004 | Mechanical | Uponor | Pipework | PP-RCT Reducer, SDR 17.6 | 12 x 8 | PP-RCT | SDR 17.6 | Butt Fusion | PR174771280 | Fitting | None | eV-210412-1329-0004 | - | PR174771280 | - | -
eV-210412-1329-0005 | Mechanical | Uponor | Pipework | PP-RCT Reducer, SDR 17.6 | 12 x 10 | PP-RCT | SDR 17.6 | Butt Fusion | PR174771210 | Fitting | None | eV-210412-1329-0005 | - | PR174771210 | - | -
eV-210409-0831-0001 | Mechanical | Uponor | Pipework | PP-RCT 45 Elbow, Mechanical, SDR 17.6 | 6 | PP-RCT | SDR 17.6 | Butt Fusion | PR174764560 | Fitting | None | eV-210409-0831-0001 | - | PR174764560 | - | -
eV-210409-0831-0002 | Mechanical | Uponor | Pipework | PP-RCT 45 Elbow, Mechanical, SDR 17.6 | 8 | PP-RCT | SDR 17.6 | Butt Fusion | PR174764580 | Fitting | None | eV-210409-0831-0002 | - | PR174764580 | - | -
eV-210409-0831-0003 | Mechanical | Uponor | Pipework | PP-RCT 45 Elbow, Mechanical, SDR 17.6 | 10 | PP-RCT | SDR 17.6 | Butt Fusion | PR174764510 | Fitting | None | eV-210409-0831-0003 | - | PR174764510 | - | -
eV-210409-0831-0004 | Mechanical | Uponor | Pipework | PP-RCT 45 Elbow, Mechanical, SDR 17.6 | 12 | PP-RCT | SDR 17.6 | Butt Fusion | PR174764512 | Fitting | None | eV-210409-0831-0004 | - | PR174764512 | - | -
eV-210407-1420-0001 | Mechanical | Uponor | Pipework | PP-RCT 90 Elbow, Mechanical, SDR 17.6 | 6 | PP-RCT | SDR 17.6 | Butt Fusion | PR174769060 | Fitting | None | eV-210407-1420-0001 | - | PR174769060 | - | -
eV-210407-1420-0002 | Mechanical | Uponor | Pipework | PP-RCT 90 Elbow, Mechanical, SDR 17.6 | 8 | PP-RCT | SDR 17.6 | Butt Fusion | PR174769080 | Fitting | None | eV-210407-1420-0002 | - | PR174769080 | - | -
eV-210407-1420-0003 | Mechanical | Uponor | Pipework | PP-RCT 90 Elbow, Mechanical, SDR 17.6 | 10 | PP-RCT | SDR 17.6 | Butt Fusion | PR174769010 | Fitting | None | eV-210407-1420-0003 | - | PR174769010 | - | -
eV-210407-1420-0004 | Mechanical | Uponor | Pipework | PP-RCT 90 Elbow, Mechanical, SDR 17.6 | 12 | PP-RCT | SDR 17.6 | Butt Fusion | PR174769012 | Fitting | None | eV-210407-1420-0004 | - | PR174769012 | - | -
eV-210428-1415-0001 | Mechanical | Uponor | Pipework | PP-RCT Mechanical Pipe, SDR 7.4 with Fiber, 13-ft. straight length | 1/2 | PP-RCT | SDR 7.4 |  | PR72213500 | Fitting | None | eV-210428-1415-0001 | - | PR72213500 | - | -
eV-210428-1415-0002 | Mechanical | Uponor | Pipework | PP-RCT Mechanical Pipe, SDR 7.4 with Fiber, 13-ft. straight length | 3/4 | PP-RCT | SDR 7.4 |  | PR72213750 | Fitting | None | eV-210428-1415-0002 | - | PR72213750 | - | -
eV-210428-1419-0001 | Mechanical | Uponor | Pipework | PP-RCT Mechanical Pipe, SDR 9 with Fiber, 13-ft. straight length | 1 | PP-RCT | SDR 9 |  | PR9231310 | Fitting | None | eV-210428-1419-0001 | - | PR9231310 | - | -
eV-210428-1419-0002 | Mechanical | Uponor | Pipework | PP-RCT Mechanical Pipe, SDR 9 with Fiber, 13-ft. straight length | 1-1/4 | PP-RCT | SDR 9 |  | PR9231313 | Fitting | None | eV-210428-1419-0002 | - | PR9231313 | - | -
eV-210428-1419-0003 | Mechanical | Uponor | Pipework | PP-RCT Mechanical Pipe, SDR 9 with Fiber, 13-ft. straight length | 1-1/2 | PP-RCT | SDR 9 |  | PR9231315 | Fitting | None | eV-210428-1419-0003 | - | PR9231315 | - | -
eV-210428-1419-0004 | Mechanical | Uponor | Pipework | PP-RCT Mechanical Pipe, SDR 9 with Fiber, 13-ft. straight length | 2 | PP-RCT | SDR 9 |  | PR9231320 | Fitting | None | eV-210428-1419-0004 | - | PR9231320 | - | -
eV-210428-1419-0005 | Mechanical | Uponor | Pipework | PP-RCT Mechanical Pipe, SDR 9 with Fiber, 19-ft. straight length | 2-1/2 | PP-RCT | SDR 9 |  | PR9231925 | Fitting | None | eV-210428-1419-0005 | - | PR9231925 | - | -
eV-210428-1419-0006 | Mechanical | Uponor | Pipework | PP-RCT Mechanical Pipe, SDR 9 with Fiber, 19-ft. straight length | 3 | PP-RCT | SDR 9 |  | PR9231930 | Fitting | None | eV-210428-1419-0006 | - | PR9231930 | - | -
eV-210428-1419-0007 | Mechanical | Uponor | Pipework | PP-RCT Mechanical Pipe, SDR 9 with Fiber, 19-ft. straight length | 4 | PP-RCT | SDR 9 |  | PR9231940 | Fitting | None | eV-210428-1419-0007 | - | PR9231940 | - | -
eV-210428-1419-0008 | Mechanical | Uponor | Pipework | PP-RCT Mechanical Pipe, SDR 9 with Fiber, 19-ft. straight length | 6 | PP-RCT | SDR 9 |  | PR9231960 | Fitting | None | eV-210428-1419-0008 | - | PR9231960 | - | -
eV-210428-1422-0001 | Mechanical | Uponor | Pipework | PP-RCT Mechanical Pipe, SDR 11 with Fiber, 13-ft. straight length | 1 | PP-RCT | SDR 11 |  | PR11221310 | Fitting | None | eV-210428-1422-0001 | - | PR11221310 | - | -
eV-210428-1422-0002 | Mechanical | Uponor | Pipework | PP-RCT Mechanical Pipe, SDR 11 with Fiber, 13-ft. straight length | 1-1/4 | PP-RCT | SDR 11 |  | PR11221313 | Fitting | None | eV-210428-1422-0002 | - | PR11221313 | - | -
eV-210428-1422-0003 | Mechanical | Uponor | Pipework | PP-RCT Mechanical Pipe, SDR 11 with Fiber, 13-ft. straight length | 1-1/2 | PP-RCT | SDR 11 |  | PR11221315 | Fitting | None | eV-210428-1422-0003 | - | PR11221315 | - | -
eV-210428-1422-0004 | Mechanical | Uponor | Pipework | PP-RCT Mechanical Pipe, SDR 11 with Fiber, 13-ft. straight length | 2 | PP-RCT | SDR 11 |  | PR11221320 | Fitting | None | eV-210428-1422-0004 | - | PR11221320 | - | -
eV-210428-1422-0005 | Mechanical | Uponor | Pipework | PP-RCT Mechanical Pipe, SDR 11 with Fiber, 19-ft. straight length | 2-1/2 | PP-RCT | SDR 11 |  | PR11221925 | Fitting | None | eV-210428-1422-0005 | - | PR11221925 | - | -
eV-210428-1422-0006 | Mechanical | Uponor | Pipework | PP-RCT Mechanical Pipe, SDR 11 with Fiber, 19-ft. straight length | 3 | PP-RCT | SDR 11 |  | PR11221930 | Fitting | None | eV-210428-1422-0006 | - | PR11221930 | - | -
eV-210428-1422-0007 | Mechanical | Uponor | Pipework | PP-RCT Mechanical Pipe, SDR 11 with Fiber, 19-ft. straight length | 4 | PP-RCT | SDR 11 |  | PR11221940 | Fitting | None | eV-210428-1422-0007 | - | PR11221940 | - | -
eV-210428-1422-0008 | Mechanical | Uponor | Pipework | PP-RCT Mechanical Pipe, SDR 11 with Fiber, 19-ft. straight length | 6 | PP-RCT | SDR 11 |  | PR11221960 | Fitting | None | eV-210428-1422-0008 | - | PR11221960 | - | -
eV-210428-1422-0009 | Mechanical | Uponor | Pipework | PP-RCT Mechanical Pipe, SDR 11 with Fiber, 19-ft. straight length | 8 | PP-RCT | SDR 11 |  | PR11221980 | Fitting | None | eV-210428-1422-0009 | - | PR11221980 | - | -
eV-210428-1422-0010 | Mechanical | Uponor | Pipework | PP-RCT Mechanical Pipe, SDR 11 with Fiber, 19-ft. straight length | 10 | PP-RCT | SDR 11 |  | PR112319100 | Fitting | None | eV-210428-1422-0010 | - | PR112319100 | - | -
eV-210428-1422-0011 | Mechanical | Uponor | Pipework | PP-RCT Mechanical Pipe, SDR 11 with Fiber, 19-ft. straight length | 12 | PP-RCT | SDR 11 |  | PR112319120 | Fitting | None | eV-210428-1422-0011 | - | PR112319120 | - | -
eV-210428-1425-0001 | Mechanical | Uponor | Pipework | PP-RCT Mechanical Pipe, SDR 17.6 with Fiber, 19-ft. straight length | 4 | PP-RCT | SDR 17.6 |  | PR17231940 | Fitting | None | eV-210428-1425-0001 | - | PR17231940 | - | -
eV-210428-1425-0002 | Mechanical | Uponor | Pipework | PP-RCT Mechanical Pipe, SDR 17.6 with Fiber, 19-ft. straight length | 6 | PP-RCT | SDR 17.6 |  | PR17231960 | Fitting | None | eV-210428-1425-0002 | - | PR17231960 | - | -
eV-210428-1425-0003 | Mechanical | Uponor | Pipework | PP-RCT Mechanical Pipe, SDR 17.6 with Fiber, 19-ft. straight length | 8 | PP-RCT | SDR 17.6 |  | PR17231980 | Fitting | None | eV-210428-1425-0003 | - | PR17231980 | - | -
eV-210428-1425-0004 | Mechanical | Uponor | Pipework | PP-RCT Mechanical Pipe, SDR 17.6 with Fiber, 19-ft. straight length | 10 | PP-RCT | SDR 17.6 |  | PR172319100 | Fitting | None | eV-210428-1425-0004 | - | PR172319100 | - | -
eV-210428-1425-0005 | Mechanical | Uponor | Pipework | PP-RCT Mechanical Pipe, SDR 17.6 with Fiber, 19-ft. straight length | 12 | PP-RCT | SDR 17.6 |  | PR172319120 | Fitting | None | eV-210428-1425-0005 | - | PR172319120 | - | -
eV-210511-1311-0001 | Mechanical | Uponor | Pipework | PP-RCT Flange Adapter | 1-1/2 | PP-RCT |  | Socket x Flange | PR2981500 | Fitting | None | eV-210511-1311-0001 | - | PR2981500 | - | -
eV-210511-1311-0002 | Mechanical | Uponor | Pipework | PP-RCT Flange Adapter | 2 | PP-RCT |  | Socket x Flange | PR2982000 | Fitting | None | eV-210511-1311-0002 | - | PR2982000 | - | -
eV-210511-1311-0003 | Mechanical | Uponor | Pipework | PP-RCT Flange Adapter | 2-1/2 | PP-RCT |  | Socket x Flange | PR2982525 | Fitting | None | eV-210511-1311-0003 | - | PR2982525 | - | -
eV-210511-1311-0004 | Mechanical | Uponor | Pipework | PP-RCT Flange Adapter | 3 | PP-RCT |  | Socket x Flange | PR2983030 | Fitting | None | eV-210511-1311-0004 | - | PR2983030 | - | -
eV-210412-1145-0001 | Mechanical | Uponor | Pipework | PP-RCT End Cap | 1/2 | PP-RCT |  | Socket Fusion | PR4350500 | Fitting | None | eV-210412-1145-0001 | - | PR4350500 | - | -
eV-210412-1145-0002 | Mechanical | Uponor | Pipework | PP-RCT End Cap | 3/4 | PP-RCT |  | Socket Fusion | PR4350750 | Fitting | None | eV-210412-1145-0002 | - | PR4350750 | - | -
eV-210412-1145-0003 | Mechanical | Uponor | Pipework | PP-RCT End Cap | 1 | PP-RCT |  | Socket Fusion | PR4351000 | Fitting | None | eV-210412-1145-0003 | - | PR4351000 | - | -
eV-210412-1145-0004 | Mechanical | Uponor | Pipework | PP-RCT End Cap | 1-1/4 | PP-RCT |  | Socket Fusion | PR4351250 | Fitting | None | eV-210412-1145-0004 | - | PR4351250 | - | -
eV-210412-1145-0005 | Mechanical | Uponor | Pipework | PP-RCT End Cap | 1-1/2 | PP-RCT |  | Socket Fusion | PR4351500 | Fitting | None | eV-210412-1145-0005 | - | PR4351500 | - | -
eV-210412-1145-0006 | Mechanical | Uponor | Pipework | PP-RCT End Cap | 2 | PP-RCT |  | Socket Fusion | PR4352000 | Fitting | None | eV-210412-1145-0006 | - | PR4352000 | - | -
eV-210412-1145-0007 | Mechanical | Uponor | Pipework | PP-RCT End Cap | 2-1/2 | PP-RCT |  | Socket Fusion | PR4352500 | Fitting | None | eV-210412-1145-0007 | - | PR4352500 | - | -
eV-210412-1145-0008 | Mechanical | Uponor | Pipework | PP-RCT End Cap | 3 | PP-RCT |  | Socket Fusion | PR4353000 | Fitting | None | eV-210412-1145-0008 | - | PR4353000 | - | -
eV-210412-1145-0009 | Mechanical | Uponor | Pipework | PP-RCT End Cap | 4 | PP-RCT |  | Socket Fusion | PR4354000 | Fitting | None | eV-210412-1145-0009 | - | PR4354000 | - | -
eV-210429-1046-0001 | Mechanical | Uponor | Pipework | PP-RCT Crossover, Molded | 1/2 | PP-RCT |  | Socket Fusion | PR4485050 | Fitting | None | eV-210429-1046-0001 | - | PR4485050 | - | -
eV-210429-1046-0002 | Mechanical | Uponor | Pipework | PP-RCT Crossover, Molded | 3/4 | PP-RCT |  | Socket Fusion | PR4487575 | Fitting | None | eV-210429-1046-0002 | - | PR4487575 | - | -
eV-210429-1046-0003 | Mechanical | Uponor | Pipework | PP-RCT Crossover, Molded | 1 | PP-RCT |  | Socket Fusion | PR4481010 | Fitting | None | eV-210429-1046-0003 | - | PR4481010 | - | -
eV-210512-1353-0001 | Mechanical | Uponor | Pipework | ProPEX LF Brass Adapter | 1/2 | PP-RCT |  | Socket x ProPEX | PR4515050 | Fitting | None | eV-210512-1353-0001 | - | PR4515050 | - | -
eV-210512-1353-0002 | Mechanical | Uponor | Pipework | ProPex LF Brass Adapter | 3/4 | PP-RCT |  | Socket x ProPEX | PR4517575 | Fitting | None | eV-210512-1353-0002 | - | PR4517575 | - | -
eV-210512-1353-0003 | Mechanical | Uponor | Pipework | ProPex LF Brass Adapter | 1 | PP-RCT |  | Socket x ProPEX | PR4511010 | Fitting | None | eV-210512-1353-0003 | - | PR4511010 | - | -
eV-210513-0733-0001 | Mechanical | Uponor | Pipework | ProPex LF Brass Saddle Adapter | 1-1/2 x 3/4 | PP-RCT |  | Socket x ProPEX | PR4511550 | Fitting | None | eV-210513-0733-0001 | - | PR4511550 | - | -
eV-210513-0733-0002 | Mechanical | Uponor | Pipework | ProPex LF Brass Saddle Adapter | 2 x 3/4 | PP-RCT |  | Socket x ProPEX | PR4512075 | Fitting | None | eV-210513-0733-0002 | - | PR4512075 | - | -
eV-210513-1013-0001 | Mechanical | Uponor | Pipework | LF Brass Male Threaded Adapter | 1/2 | PP-RCT |  | Socket x MPT | PR4525050 | Fitting | None | eV-210513-1013-0001 | - | PR4525050 | - | -
eV-210513-1013-0002 | Mechanical | Uponor | Pipework | LF Brass Male Threaded Adapter | 3/4 x 1/2 | PP-RCT |  | Socket x MPT | PR4527550 | Fitting | None | eV-210513-1013-0002 | - | PR4527550 | - | -
eV-210513-1013-0003 | Mechanical | Uponor | Pipework | LF Brass Male Threaded Adapter | 3/4 | PP-RCT |  | Socket x MPT | PR4527575 | Fitting | None | eV-210513-1013-0003 | - | PR4527575 | - | -
eV-210513-1013-0004 | Mechanical | Uponor | Pipework | LF Brass Male Threaded Adapter | 1 x 3/4 | PP-RCT |  | Socket x MPT | PR4521075 | Fitting | None | eV-210513-1013-0004 | - | PR4521075 | - | -
eV-210513-1013-0005 | Mechanical | Uponor | Pipework | LF Brass Male Threaded Adapter | 1 | PP-RCT |  | Socket x MPT | PR4521010 | Fitting | None | eV-210513-1013-0005 | - | PR4521010 | - | -
eV-210513-1013-0006 | Mechanical | Uponor | Pipework | LF Brass Male Threaded Adapter | 1-1/4 | PP-RCT |  | Socket x MPT | PR4521313 | Fitting | None | eV-210513-1013-0006 | - | PR4521313 | - | -
eV-210513-1013-0007 | Mechanical | Uponor | Pipework | LF Brass Male Threaded Adapter | 1-1/2 | PP-RCT |  | Socket x MPT | PR4521515 | Fitting | None | eV-210513-1013-0007 | - | PR4521515 | - | -
eV-210513-1013-0008 | Mechanical | Uponor | Pipework | LF Brass Male Threaded Adapter | 2 | PP-RCT |  | Socket x MPT | PR4522020 | Fitting | None | eV-210513-1013-0008 | - | PR4522020 | - | -
eV-210513-1232-0001 | Mechanical | Uponor | Pipework | LF Brass Female Threaded Adapter | 1/2 | PP-RCT |  | Socket x FPT | PR4575050 | Fitting | None | eV-210513-1232-0001 | - | PR4575050 | - | -
eV-210513-1232-0002 | Mechanical | Uponor | Pipework | LF Brass Female Threaded Adapter | 1/2 x 3/4 | PP-RCT |  | Socket x FPT | PR4575075 | Fitting | None | eV-210513-1232-0002 | - | PR4575075 | - | -
eV-210513-1232-0003 | Mechanical | Uponor | Pipework | LF Brass Female Threaded Adapter | 3/4 x 1/2 | PP-RCT |  | Socket x FPT | PR4577550 | Fitting | None | eV-210513-1232-0003 | - | PR4577550 | - | -
eV-210513-1232-0004 | Mechanical | Uponor | Pipework | LF Brass Female Threaded Adapter | 3/4 | PP-RCT |  | Socket x FPT | PR4577575 | Fitting | None | eV-210513-1232-0004 | - | PR4577575 | - | -
eV-210513-1232-0005 | Mechanical | Uponor | Pipework | LF Brass Female Threaded Adapter | 1 x 3/4 | PP-RCT |  | Socket x FPT | PR4571075 | Fitting | None | eV-210513-1232-0005 | - | PR4571075 | - | -
eV-210513-1232-0006 | Mechanical | Uponor | Pipework | LF Brass Female Threaded Adapter | 1 | PP-RCT |  | Socket x FPT | PR4571010 | Fitting | None | eV-210513-1232-0006 | - | PR4571010 | - | -
eV-210513-1232-0007 | Mechanical | Uponor | Pipework | LF Brass Female Threaded Adapter | 1-1/4 x 1 | PP-RCT |  | Socket x FPT | PR4571310 | Fitting | None | eV-210513-1232-0007 | - | PR4571310 | - | -
eV-210513-1232-0008 | Mechanical | Uponor | Pipework | LF Brass Female Threaded Adapter | 1-1/4 | PP-RCT |  | Socket x FPT | PR4571313 | Fitting | None | eV-210513-1232-0008 | - | PR4571313 | - | -
eV-210513-1232-0009 | Mechanical | Uponor | Pipework | LF Brass Female Threaded Adapter | 1-1/2 | PP-RCT |  | Socket x FPT | PR4571515 | Fitting | None | eV-210513-1232-0009 | - | PR4571515 | - | -
eV-210513-1232-0010 | Mechanical | Uponor | Pipework | LF Brass Female Threaded Adapter | 2 | PP-RCT |  | Socket x FPT | PR4572020 | Fitting | None | eV-210513-1232-0010 | - | PR4572020 | - | -
eV-210512-1331-0001 | Mechanical | Uponor | Pipework | PP-RCT Brass Union | 1/2 | PP-RCT |  | Socket | PR4720500 | Fitting | None | eV-210512-1331-0001 | - | PR4720500 | - | -
eV-210512-1331-0002 | Mechanical | Uponor | Pipework | PP-RCT Brass Union | 3/4 x 1/2 | PP-RCT |  | Socket | PR4720750 | Fitting | None | eV-210512-1331-0002 | - | PR4720750 | - | -
eV-210512-1331-0003 | Mechanical | Uponor | Pipework | PP-RCT Brass Union | 3/4 | PP-RCT |  | Socket | PR4721000 | Fitting | None | eV-210512-1331-0003 | - | PR4721000 | - | -
eV-210512-1331-0004 | Mechanical | Uponor | Pipework | PP-RCT Brass Union | 1 x 3/4 | PP-RCT |  | Socket | PR4721250 | Fitting | None | eV-210512-1331-0004 | - | PR4721250 | - | -
eV-210512-1331-0005 | Mechanical | Uponor | Pipework | PP-RCT Brass Union | 1 | PP-RCT |  | Socket | PR4721500 | Fitting | None | eV-210512-1331-0005 | - | PR4721500 | - | -
eV-210512-1331-0006 | Mechanical | Uponor | Pipework | PP-RCT Brass Union | 1-1/4 x 1 | PP-RCT |  | Socket | PR4722000 | Fitting | None | eV-210512-1331-0006 | - | PR4722000 | - | -
eV-210409-1445-0001 | Mechanical | Uponor | Pipework | PP-RCT Reducing Tee | 1/2 x 1/2 x 3/4 | PP-RCT |  | Socket Fusion | PR4755075 | Fitting | None | eV-210409-1445-0001 | - | PR4755075 | - | -
eV-210409-1445-0002 | Mechanical | Uponor | Pipework | PP-RCT Reducing Tee | 3/4 x 3/4 x 1/2 | PP-RCT |  | Socket Fusion | PR4757550 | Fitting | None | eV-210409-1445-0002 | - | PR4757550 | - | -
eV-210409-1445-0003 | Mechanical | Uponor | Pipework | PP-RCT Reducing Tee | 1 x 1/2 x 1/2 | PP-RCT |  | Socket Fusion | PR4751550 | Fitting | None | eV-210409-1445-0003 | - | PR4751550 | - | -
eV-210409-1445-0004 | Mechanical | Uponor | Pipework | PP-RCT Reducing Tee | 1 x 3/4 x 3/4 | PP-RCT |  | Socket Fusion | PR4751775 | Fitting | None | eV-210409-1445-0004 | - | PR4751775 | - | -
eV-210409-1445-0005 | Mechanical | Uponor | Pipework | PP-RCT Reducing Tee | 1 x 1 x 1/2 | PP-RCT |  | Socket Fusion | PR4751150 | Fitting | None | eV-210409-1445-0005 | - | PR4751150 | - | -
eV-210409-1445-0006 | Mechanical | Uponor | Pipework | PP-RCT Reducing Tee | 1 x 1 x 3/4 | PP-RCT |  | Socket Fusion | PR4751175 | Fitting | None | eV-210409-1445-0006 | - | PR4751175 | - | -
eV-210409-1445-0007 | Mechanical | Uponor | Pipework | PP-RCT Reducing Tee | 1-1/4 x 1-1/4 x 1/2 | PP-RCT |  | Socket Fusion | PR4751350 | Fitting | None | eV-210409-1445-0007 | - | PR4751350 | - | -
eV-210409-1445-0008 | Mechanical | Uponor | Pipework | PP-RCT Reducing Tee | 1-1/4 x 1-1/4 x 3/4 | PP-RCT |  | Socket Fusion | PR4751375 | Fitting | None | eV-210409-1445-0008 | - | PR4751375 | - | -
eV-210409-1445-0009 | Mechanical | Uponor | Pipework | PP-RCT Reducing Tee | 1-1/4 x 1-1/4 x 1 | PP-RCT |  | Socket Fusion | PR4751331 | Fitting | None | eV-210409-1445-0009 | - | PR4751331 | - | -
eV-210409-1445-0010 | Mechanical | Uponor | Pipework | PP-RCT Reducing Tee | 1-1/2 x 1-1/2 x 3/4 | PP-RCT |  | Socket Fusion | PR4751575 | Fitting | None | eV-210409-1445-0010 | - | PR4751575 | - | -
eV-210409-1445-0011 | Mechanical | Uponor | Pipework | PP-RCT Reducing Tee | 1-1/2 x 1-1/2 x 1 | PP-RCT |  | Socket Fusion | PR4751551 | Fitting | None | eV-210409-1445-0011 | - | PR4751551 | - | -
eV-210409-1445-0012 | Mechanical | Uponor | Pipework | PP-RCT Reducing Tee | 1-1/2 x 1-1/2 x 1-1/4 | PP-RCT |  | Socket Fusion | PR4751553 | Fitting | None | eV-210409-1445-0012 | - | PR4751553 | - | -
eV-210409-1445-0013 | Mechanical | Uponor | Pipework | PP-RCT Reducing Tee | 2 x 2 x 1 | PP-RCT |  | Socket Fusion | PR4752210 | Fitting | None | eV-210409-1445-0013 | - | PR4752210 | - | -
eV-210409-1445-0014 | Mechanical | Uponor | Pipework | PP-RCT Reducing Tee | 2 x 2 x 1-1/4 | PP-RCT |  | Socket Fusion | PR4752213 | Fitting | None | eV-210409-1445-0014 | - | PR4752213 | - | -
eV-210409-1445-0015 | Mechanical | Uponor | Pipework | PP-RCT Reducing Tee | 2 x 2 x 1-1/2 | PP-RCT |  | Socket Fusion | PR4752215 | Fitting | None | eV-210409-1445-0015 | - | PR4752215 | - | -
eV-210409-1445-0016 | Mechanical | Uponor | Pipework | PP-RCT Reducing Tee | 2-1/2 x 2-1/2 x 3/4 | PP-RCT |  | Socket Fusion | PR4752575 | Fitting | None | eV-210409-1445-0016 | - | PR4752575 | - | -
eV-210409-1445-0017 | Mechanical | Uponor | Pipework | PP-RCT Reducing Tee | 2-1/2 x 2-1/2 x 1 | PP-RCT |  | Socket Fusion | PR4752510 | Fitting | None | eV-210409-1445-0017 | - | PR4752510 | - | -
eV-210409-1445-0018 | Mechanical | Uponor | Pipework | PP-RCT Reducing Tee | 2-1/2 x 2-1/2 x 1-1/4 | PP-RCT |  | Socket Fusion | PR4752513 | Fitting | None | eV-210409-1445-0018 | - | PR4752513 | - | -
eV-210409-1445-0019 | Mechanical | Uponor | Pipework | PP-RCT Reducing Tee | 2-1/2 x 2-1/2 x 1-1/2 | PP-RCT |  | Socket Fusion | PR4752515 | Fitting | None | eV-210409-1445-0019 | - | PR4752515 | - | -
eV-210409-1445-0020 | Mechanical | Uponor | Pipework | PP-RCT Reducing Tee | 2-1/2 x 2-1/2 x 2 | PP-RCT |  | Socket Fusion | PR4752520 | Fitting | None | eV-210409-1445-0020 | - | PR4752520 | - | -
eV-210409-1445-0021 | Mechanical | Uponor | Pipework | PP-RCT Reducing Tee | 3 x 3 x 1 | PP-RCT |  | Socket Fusion | PR4753310 | Fitting | None | eV-210409-1445-0021 | - | PR4753310 | - | -
eV-210409-1445-0022 | Mechanical | Uponor | Pipework | PP-RCT Reducing Tee | 3 x 3 x 1-1/4 | PP-RCT |  | Socket Fusion | PR4753313 | Fitting | None | eV-210409-1445-0022 | - | PR4753313 | - | -
eV-210409-1445-0023 | Mechanical | Uponor | Pipework | PP-RCT Reducing Tee | 3 x 3 x 1-1/2 | PP-RCT |  | Socket Fusion | PR4753315 | Fitting | None | eV-210409-1445-0023 | - | PR4753315 | - | -
eV-210409-1445-0024 | Mechanical | Uponor | Pipework | PP-RCT Reducing Tee | 3 x 3 x 2 | PP-RCT |  | Socket Fusion | PR4753320 | Fitting | None | eV-210409-1445-0024 | - | PR4753320 | - | -
eV-210409-1445-0025 | Mechanical | Uponor | Pipework | PP-RCT Reducing Tee | 3 x 3 x 2-1/2 | PP-RCT |  | Socket Fusion | PR4753325 | Fitting | None | eV-210409-1445-0025 | - | PR4753325 | - | -
eV-210409-1445-0026 | Mechanical | Uponor | Pipework | PP-RCT Reducing Tee | 4 x 4 x 2-1/2 | PP-RCT |  | Socket Fusion | PR4754425 | Fitting | None | eV-210409-1445-0026 | - | PR4754425 | - | -
eV-210409-1445-0027 | Mechanical | Uponor | Pipework | PP-RCT Reducing Tee | 4 x 4 x 3 | PP-RCT |  | Socket Fusion | PR4754430 | Fitting | None | eV-210409-1445-0027 | - | PR4754430 | - | -
eV-210409-1207-0001 | Mechanical | Uponor | Pipework | PP-RCT Tee | 1/2 | PP-RCT |  | Socket Fusion | PR4755050 | Fitting | None | eV-210409-1207-0001 | - | PR4755050 | - | -
eV-210409-1207-0002 | Mechanical | Uponor | Pipework | PP-RCT Tee | 3/4 | PP-RCT |  | Socket Fusion | PR4757575 | Fitting | None | eV-210409-1207-0002 | - | PR4757575 | - | -
eV-210409-1207-0003 | Mechanical | Uponor | Pipework | PP-RCT Tee | 1 | PP-RCT |  | Socket Fusion | PR4751000 | Fitting | None | eV-210409-1207-0003 | - | PR4751000 | - | -
eV-210409-1207-0004 | Mechanical | Uponor | Pipework | PP-RCT Tee | 1-1/4 | PP-RCT |  | Socket Fusion | PR4751250 | Fitting | None | eV-210409-1207-0004 | - | PR4751250 | - | -
eV-210409-1207-0005 | Mechanical | Uponor | Pipework | PP-RCT Tee | 1-1/2 | PP-RCT |  | Socket Fusion | PR4751500 | Fitting | None | eV-210409-1207-0005 | - | PR4751500 | - | -
eV-210409-1207-0006 | Mechanical | Uponor | Pipework | PP-RCT Tee | 2 | PP-RCT |  | Socket Fusion | PR4752000 | Fitting | None | eV-210409-1207-0006 | - | PR4752000 | - | -
eV-210409-1207-0007 | Mechanical | Uponor | Pipework | PP-RCT Tee | 2-1/2 | PP-RCT |  | Socket Fusion | PR4752500 | Fitting | None | eV-210409-1207-0007 | - | PR4752500 | - | -
eV-210409-1207-0008 | Mechanical | Uponor | Pipework | PP-RCT Tee | 3 | PP-RCT |  | Socket Fusion | PR4753000 | Fitting | None | eV-210409-1207-0008 | - | PR4753000 | - | -
eV-210409-1207-0009 | Mechanical | Uponor | Pipework | PP-RCT Tee | 4 | PP-RCT |  | Socket Fusion | PR4754000 | Fitting | None | eV-210409-1207-0009 | - | PR4754000 | - | -
eV-210409-0932-0001 | Mechanical | Uponor | Pipework | PP-RCT Coupling | 1/2 | PP-RCT |  | Socket Fusion | PR4775050 | Fitting | None | eV-210409-0932-0001 | - | PR4775050 | - | -
eV-210409-0932-0002 | Mechanical | Uponor | Pipework | PP-RCT Coupling | 3/4 | PP-RCT |  | Socket Fusion | PR4777575 | Fitting | None | eV-210409-0932-0002 | - | PR4777575 | - | -
eV-210409-0932-0003 | Mechanical | Uponor | Pipework | PP-RCT Coupling | 1 | PP-RCT |  | Socket Fusion | PR4771010 | Fitting | None | eV-210409-0932-0003 | - | PR4771010 | - | -
eV-210409-0932-0004 | Mechanical | Uponor | Pipework | PP-RCT Coupling | 1-1/4 | PP-RCT |  | Socket Fusion | PR4771313 | Fitting | None | eV-210409-0932-0004 | - | PR4771313 | - | -
eV-210409-0932-0005 | Mechanical | Uponor | Pipework | PP-RCT Coupling | 1-1/2 | PP-RCT |  | Socket Fusion | PR4771515 | Fitting | None | eV-210409-0932-0005 | - | PR4771515 | - | -
eV-210409-0932-0006 | Mechanical | Uponor | Pipework | PP-RCT Coupling | 2 | PP-RCT |  | Socket Fusion | PR4772020 | Fitting | None | eV-210409-0932-0006 | - | PR4772020 | - | -
eV-210409-0932-0007 | Mechanical | Uponor | Pipework | PP-RCT Coupling | 2-1/2 | PP-RCT |  | Socket Fusion | PR4772525 | Fitting | None | eV-210409-0932-0007 | - | PR4772525 | - | -
eV-210409-0932-0008 | Mechanical | Uponor | Pipework | PP-RCT Coupling | 3 | PP-RCT |  | Socket Fusion | PR4773030 | Fitting | None | eV-210409-0932-0008 | - | PR4773030 | - | -
eV-210409-0932-0009 | Mechanical | Uponor | Pipework | PP-RCT Coupling | 4 | PP-RCT |  | Socket Fusion | PR4774040 | Fitting | None | eV-210409-0932-0009 | - | PR4774040 | - | -
eV-210505-1409-0001 | Mechanical | Uponor | Pipework | PP-RCT Fitting Reducer | 3/4 x 1/2 | PP-RCT |  | Socket Fusion | PR4777550 | Fitting | None | eV-210505-1409-0001 | - | PR4777550 | - | -
eV-210505-1409-0002 | Mechanical | Uponor | Pipework | PP-RCT Fitting Reducer | 1 x 1/2 | PP-RCT |  | Socket Fusion | PR4771050 | Fitting | None | eV-210505-1409-0002 | - | PR4771050 | - | -
eV-210505-1409-0003 | Mechanical | Uponor | Pipework | PP-RCT Fitting Reducer | 1 x 3/4 | PP-RCT |  | Socket Fusion | PR4771075 | Fitting | None | eV-210505-1409-0003 | - | PR4771075 | - | -
eV-210505-1409-0004 | Mechanical | Uponor | Pipework | PP-RCT Fitting Reducer | 1-1/4 x 1/2 | PP-RCT |  | Socket Fusion | PR4771350 | Fitting | None | eV-210505-1409-0004 | - | PR4771350 | - | -
eV-210505-1409-0005 | Mechanical | Uponor | Pipework | PP-RCT Fitting Reducer | 1-1/4 x 3/4 | PP-RCT |  | Socket Fusion | PR4771375 | Fitting | None | eV-210505-1409-0005 | - | PR4771375 | - | -
eV-210505-1409-0006 | Mechanical | Uponor | Pipework | PP-RCT Fitting Reducer | 1-1/4 x 1 | PP-RCT |  | Socket Fusion | PR4771310 | Fitting | None | eV-210505-1409-0006 | - | PR4771310 | - | -
eV-210505-1409-0007 | Mechanical | Uponor | Pipework | PP-RCT Fitting Reducer | 1-1/2 x 1/2 | PP-RCT |  | Socket Fusion | PR4771550 | Fitting | None | eV-210505-1409-0007 | - | PR4771550 | - | -
eV-210505-1409-0008 | Mechanical | Uponor | Pipework | PP-RCT Fitting Reducer | 1-1/2 x 3/4 | PP-RCT |  | Socket Fusion | PR4771575 | Fitting | None | eV-210505-1409-0008 | - | PR4771575 | - | -
eV-210505-1409-0009 | Mechanical | Uponor | Pipework | PP-RCT Fitting Reducer | 1-1/2 x 1 | PP-RCT |  | Socket Fusion | PR4771510 | Fitting | None | eV-210505-1409-0009 | - | PR4771510 | - | -
eV-210505-1409-0010 | Mechanical | Uponor | Pipework | PP-RCT Fitting Reducer | 1-1/2 x 1-1/4 | PP-RCT |  | Socket Fusion | PR4771513 | Fitting | None | eV-210505-1409-0010 | - | PR4771513 | - | -
eV-210505-1409-0011 | Mechanical | Uponor | Pipework | PP-RCT Fitting Reducer | 2 x 3/4 | PP-RCT |  | Socket Fusion | PR4772075 | Fitting | None | eV-210505-1409-0011 | - | PR4772075 | - | -
eV-210505-1409-0012 | Mechanical | Uponor | Pipework | PP-RCT Fitting Reducer | 2 x 1 | PP-RCT |  | Socket Fusion | PR4772010 | Fitting | None | eV-210505-1409-0012 | - | PR4772010 | - | -
eV-210505-1409-0013 | Mechanical | Uponor | Pipework | PP-RCT Fitting Reducer | 2 x 1-1/4 | PP-RCT |  | Socket Fusion | PR4772013 | Fitting | None | eV-210505-1409-0013 | - | PR4772013 | - | -
eV-210505-1409-0014 | Mechanical | Uponor | Pipework | PP-RCT Fitting Reducer | 2 x 1-1/2 | PP-RCT |  | Socket Fusion | PR4772015 | Fitting | None | eV-210505-1409-0014 | - | PR4772015 | - | -
eV-210505-1409-0015 | Mechanical | Uponor | Pipework | PP-RCT Fitting Reducer | 2-1/2 x 1/2 | PP-RCT |  | Socket Fusion | PR4772550 | Fitting | None | eV-210505-1409-0015 | - | PR4772550 | - | -
eV-210505-1409-0016 | Mechanical | Uponor | Pipework | PP-RCT Fitting Reducer | 2-1/2 x 3/4 | PP-RCT |  | Socket Fusion | PR4772575 | Fitting | None | eV-210505-1409-0016 | - | PR4772575 | - | -
eV-210505-1409-0017 | Mechanical | Uponor | Pipework | PP-RCT Fitting Reducer | 2-1/2 x 1 | PP-RCT |  | Socket Fusion | PR4772510 | Fitting | None | eV-210505-1409-0017 | - | PR4772510 | - | -
eV-210505-1409-0018 | Mechanical | Uponor | Pipework | PP-RCT Fitting Reducer | 2-1/2 x 1-1/4 | PP-RCT |  | Socket Fusion | PR4772513 | Fitting | None | eV-210505-1409-0018 | - | PR4772513 | - | -
eV-210505-1409-0019 | Mechanical | Uponor | Pipework | PP-RCT Fitting Reducer | 2-1/2 x 1-1/2 | PP-RCT |  | Socket Fusion | PR4772515 | Fitting | None | eV-210505-1409-0019 | - | PR4772515 | - | -
eV-210505-1409-0020 | Mechanical | Uponor | Pipework | PP-RCT Fitting Reducer | 2-1/2 x 2 | PP-RCT |  | Socket Fusion | PR4772520 | Fitting | None | eV-210505-1409-0020 | - | PR4772520 | - | -
eV-210505-1409-0021 | Mechanical | Uponor | Pipework | PP-RCT Fitting Reducer | 3 x 1-1/2 | PP-RCT |  | Socket Fusion | PR4773015 | Fitting | None | eV-210505-1409-0021 | - | PR4773015 | - | -
eV-210505-1409-0022 | Mechanical | Uponor | Pipework | PP-RCT Fitting Reducer | 3 x 2 | PP-RCT |  | Socket Fusion | PR4773020 | Fitting | None | eV-210505-1409-0022 | - | PR4773020 | - | -
eV-210505-1409-0023 | Mechanical | Uponor | Pipework | PP-RCT Fitting Reducer | 3 x 2-1/2 | PP-RCT |  | Socket Fusion | PR4773025 | Fitting | None | eV-210505-1409-0023 | - | PR4773025 | - | -
eV-210420-1049-0001 | Mechanical | Uponor | Pipework | PP-RCT Saddle for Outlet Fusion | 1-1/4 x 1/2 | PP-RCT |  | Socket Fusion | PR4781350 | Fitting | None | eV-210420-1049-0001 | - | PR4781350 | - | -
eV-210420-1049-0002 | Mechanical | Uponor | Pipework | PP-RCT Saddle for Outlet Fusion | 1-1/4 x 3/4 | PP-RCT |  | Socket Fusion | PR4781375 | Fitting | None | eV-210420-1049-0002 | - | PR4781375 | - | -
eV-210420-1049-0003 | Mechanical | Uponor | Pipework | PP-RCT Saddle for Outlet Fusion | 1-1/2 x 1/2 | PP-RCT |  | Socket Fusion | PR4781550 | Fitting | None | eV-210420-1049-0003 | - | PR4781550 | - | -
eV-210420-1049-0004 | Mechanical | Uponor | Pipework | PP-RCT Saddle for Outlet Fusion | 1-1/2 x 3/4 | PP-RCT |  | Socket Fusion | PR4781575 | Fitting | None | eV-210420-1049-0004 | - | PR4781575 | - | -
eV-210420-1049-0005 | Mechanical | Uponor | Pipework | PP-RCT Saddle for Outlet Fusion | 2 x 1/2 | PP-RCT |  | Socket Fusion | PR4782050 | Fitting | None | eV-210420-1049-0005 | - | PR4782050 | - | -
eV-210420-1049-0006 | Mechanical | Uponor | Pipework | PP-RCT Saddle for Outlet Fusion | 2 x 3/4 | PP-RCT |  | Socket Fusion | PR4782075 | Fitting | None | eV-210420-1049-0006 | - | PR4782075 | - | -
eV-210420-1049-0007 | Mechanical | Uponor | Pipework | PP-RCT Saddle for Outlet Fusion | 2 x 1 | PP-RCT |  | Socket Fusion | PR4782010 | Fitting | None | eV-210420-1049-0007 | - | PR4782010 | - | -
eV-210420-1049-0008 | Mechanical | Uponor | Pipework | PP-RCT Saddle for Outlet Fusion | 2-1/2 x 1/2 | PP-RCT |  | Socket Fusion | PR4782550 | Fitting | None | eV-210420-1049-0008 | - | PR4782550 | - | -
eV-210420-1049-0009 | Mechanical | Uponor | Pipework | PP-RCT Saddle for Outlet Fusion | 2-1/2 x 3/4 | PP-RCT |  | Socket Fusion | PR4782575 | Fitting | None | eV-210420-1049-0009 | - | PR4782575 | - | -
eV-210420-1049-0010 | Mechanical | Uponor | Pipework | PP-RCT Saddle for Outlet Fusion | 2-1/2 x 1 | PP-RCT |  | Socket Fusion | PR4782510 | Fitting | None | eV-210420-1049-0010 | - | PR4782510 | - | -
eV-211010-0959-0001 | Mechanical | Uponor | Pipework | PP-RCT Saddle for Outlet Fusion | 2-1/2 x 1-1/4 | PP-RCT |  | Socket Fusion | PR4782513 | Fitting | None | eV-211010-0959-0001 | - | PR4782513 | - | -
eV-210420-1049-0011 | Mechanical | Uponor | Pipework | PP-RCT Saddle for Outlet Fusion | 3 x 1/2 | PP-RCT |  | Socket Fusion | PR4783050 | Fitting | None | eV-210420-1049-0011 | - | PR4783050 | - | -
eV-210420-1049-0012 | Mechanical | Uponor | Pipework | PP-RCT Saddle for Outlet Fusion | 3 x 3/4 | PP-RCT |  | Socket Fusion | PR4783075 | Fitting | None | eV-210420-1049-0012 | - | PR4783075 | - | -
eV-210420-1049-0013 | Mechanical | Uponor | Pipework | PP-RCT Saddle for Outlet Fusion | 3 x 1 | PP-RCT |  | Socket Fusion | PR4783010 | Fitting | None | eV-210420-1049-0013 | - | PR4783010 | - | -
eV-211010-0959-0002 | Mechanical | Uponor | Pipework | PP-RCT Saddle for Outlet Fusion | 3 x 1-1/4 | PP-RCT |  | Socket Fusion | PR4783013 | Fitting | None | eV-211010-0959-0002 | - | PR4783013 | - | -
eV-210420-1049-0014 | Mechanical | Uponor | Pipework | PP-RCT Saddle for Outlet Fusion | 4 x 1/2 | PP-RCT |  | Socket Fusion | PR4784050 | Fitting | None | eV-210420-1049-0014 | - | PR4784050 | - | -
eV-210420-1049-0015 | Mechanical | Uponor | Pipework | PP-RCT Saddle for Outlet Fusion | 4 x 3/4 | PP-RCT |  | Socket Fusion | PR4784075 | Fitting | None | eV-210420-1049-0015 | - | PR4784075 | - | -
eV-210420-1049-0016 | Mechanical | Uponor | Pipework | PP-RCT Saddle for Outlet Fusion | 4 x 1 | PP-RCT |  | Socket Fusion | PR4784010 | Fitting | None | eV-210420-1049-0016 | - | PR4784010 | - | -
eV-210420-1049-0017 | Mechanical | Uponor | Pipework | PP-RCT Saddle for Outlet Fusion | 4 x 1-1/4 | PP-RCT |  | Socket Fusion | PR4784013 | Fitting | None | eV-210420-1049-0017 | - | PR4784013 | - | -
eV-210420-1049-0018 | Mechanical | Uponor | Pipework | PP-RCT Saddle for Outlet Fusion | 4 x 1-1/2 | PP-RCT |  | Socket Fusion | PR4784015 | Fitting | None | eV-210420-1049-0018 | - | PR4784015 | - | -
eV-210420-1049-0019 | Mechanical | Uponor | Pipework | PP-RCT Saddle for Outlet Fusion | 4 x 2 | PP-RCT |  | Socket Fusion | PR4784020 | Fitting | None | eV-210420-1049-0019 | - | PR4784020 | - | -
eV-211010-0959-0002 | Mechanical | Uponor | Pipework | PP-RCT Saddle for Outlet Fusion | 6 x 1/2 | PP-RCT |  | Socket Fusion | PR4786050 | Fitting | None | eV-211010-0959-0002 | - | PR4786050 | - | -
eV-211010-0959-0003 | Mechanical | Uponor | Pipework | PP-RCT Saddle for Outlet Fusion | 6 x 3/4 | PP-RCT |  | Socket Fusion | PR4786075 | Fitting | None | eV-211010-0959-0003 | - | PR4786075 | - | -
eV-210420-1049-0020 | Mechanical | Uponor | Pipework | PP-RCT Saddle for Outlet Fusion | 6 x 1 | PP-RCT |  | Socket Fusion | PR4786010 | Fitting | None | eV-210420-1049-0020 | - | PR4786010 | - | -
eV-210420-1049-0021 | Mechanical | Uponor | Pipework | PP-RCT Saddle for Outlet Fusion | 6 x 1-1/4 | PP-RCT |  | Socket Fusion | PR4786013 | Fitting | None | eV-210420-1049-0021 | - | PR4786013 | - | -
eV-210420-1049-0022 | Mechanical | Uponor | Pipework | PP-RCT Saddle for Outlet Fusion | 6 x 1-1/2 | PP-RCT |  | Socket Fusion | PR4786015 | Fitting | None | eV-210420-1049-0022 | - | PR4786015 | - | -
eV-210420-1049-0023 | Mechanical | Uponor | Pipework | PP-RCT Saddle for Outlet Fusion | 6 x 2 | PP-RCT |  | Socket Fusion | PR4786020 | Fitting | None | eV-210420-1049-0023 | - | PR4786020 | - | -
eV-210420-1049-0024 | Mechanical | Uponor | Pipework | PP-RCT Saddle for Outlet Fusion | 6 x 2-1/2 | PP-RCT |  | Socket Fusion | PR4786025 | Fitting | None | eV-210420-1049-0024 | - | PR4786025 | - | -
eV-210420-1049-0025 | Mechanical | Uponor | Pipework | PP-RCT Saddle for Outlet Fusion | 6 x 3 | PP-RCT |  | Socket Fusion | PR4786030 | Fitting | None | eV-210420-1049-0025 | - | PR4786030 | - | -
eV-211010-0959-0004 | Mechanical | Uponor | Pipework | PP-RCT Saddle for Outlet Fusion | 8 x 1/2 | PP-RCT |  | Socket Fusion | PR4788050 | Fitting | None | eV-211010-0959-0004 | - | PR4788050 | - | -
eV-211010-0959-0005 | Mechanical | Uponor | Pipework | PP-RCT Saddle for Outlet Fusion | 8 x 3/4 | PP-RCT |  | Socket Fusion | PR4788075 | Fitting | None | eV-211010-0959-0005 | - | PR4788075 | - | -
eV-210420-1049-0026 | Mechanical | Uponor | Pipework | PP-RCT Saddle for Outlet Fusion | 8 x 1 | PP-RCT |  | Socket Fusion | PR4788010 | Fitting | None | eV-210420-1049-0026 | - | PR4788010 | - | -
eV-211010-0959-0006 | Mechanical | Uponor | Pipework | PP-RCT Saddle for Outlet Fusion | 8 x 1-1/4 | PP-RCT |  | Socket Fusion | PR4788013 | Fitting | None | eV-211010-0959-0006 | - | PR4788013 | - | -
eV-210420-1049-0027 | Mechanical | Uponor | Pipework | PP-RCT Saddle for Outlet Fusion | 8 x 1-1/2 | PP-RCT |  | Socket Fusion | PR4788015 | Fitting | None | eV-210420-1049-0027 | - | PR4788015 | - | -
eV-210420-1049-0028 | Mechanical | Uponor | Pipework | PP-RCT Saddle for Outlet Fusion | 8 x 2 | PP-RCT |  | Socket Fusion | PR4788020 | Fitting | None | eV-210420-1049-0028 | - | PR4788020 | - | -
eV-210420-1049-0029 | Mechanical | Uponor | Pipework | PP-RCT Saddle for Outlet Fusion | 8 x 2-1/2 | PP-RCT |  | Socket Fusion | PR4788025 | Fitting | None | eV-210420-1049-0029 | - | PR4788025 | - | -
eV-210420-1049-0030 | Mechanical | Uponor | Pipework | PP-RCT Saddle for Outlet Fusion | 8 x 3 | PP-RCT |  | Socket Fusion | PR4788030 | Fitting | None | eV-210420-1049-0030 | - | PR4788030 | - | -
eV-210420-1049-0031 | Mechanical | Uponor | Pipework | PP-RCT Saddle for Outlet Fusion | 8 x 4 | PP-RCT |  | Socket Fusion | PR4788040 | Fitting | None | eV-210420-1049-0031 | - | PR4788040 | - | -
eV-211010-0959-0007 | Mechanical | Uponor | Pipework | PP-RCT Saddle for Outlet Fusion | 10 x 1/2 | PP-RCT |  | Socket Fusion | PR47810050 | Fitting | None | eV-211010-0959-0007 | - | PR47810050 | - | -
eV-211010-0959-0008 | Mechanical | Uponor | Pipework | PP-RCT Saddle for Outlet Fusion | 10 x 3/4 | PP-RCT |  | Socket Fusion | PR47810075 | Fitting | None | eV-211010-0959-0008 | - | PR47810075 | - | -
eV-210420-1049-0032 | Mechanical | Uponor | Pipework | PP-RCT Saddle for Outlet Fusion | 10 x 1 | PP-RCT |  | Socket Fusion | PR47810010 | Fitting | None | eV-210420-1049-0032 | - | PR47810010 | - | -
eV-211010-0959-0009 | Mechanical | Uponor | Pipework | PP-RCT Saddle for Outlet Fusion | 10 x 1-1/4 | PP-RCT |  | Socket Fusion | PR47810013 | Fitting | None | eV-211010-0959-0009 | - | PR47810013 | - | -
eV-211010-0959-0010 | Mechanical | Uponor | Pipework | PP-RCT Saddle for Outlet Fusion | 10 x 1-1/2 | PP-RCT |  | Socket Fusion | PR47810015 | Fitting | None | eV-211010-0959-0010 | - | PR47810015 | - | -
eV-210420-1049-0033 | Mechanical | Uponor | Pipework | PP-RCT Saddle for Outlet Fusion | 10 x 2 | PP-RCT |  | Socket Fusion | PR47810020 | Fitting | None | eV-210420-1049-0033 | - | PR47810020 | - | -
eV-210420-1049-0034 | Mechanical | Uponor | Pipework | PP-RCT Saddle for Outlet Fusion | 10 x 2-1/2 | PP-RCT |  | Socket Fusion | PR47810025 | Fitting | None | eV-210420-1049-0034 | - | PR47810025 | - | -
eV-210420-1049-0035 | Mechanical | Uponor | Pipework | PP-RCT Saddle for Outlet Fusion | 10 x 3 | PP-RCT |  | Socket Fusion | PR47810030 | Fitting | None | eV-210420-1049-0035 | - | PR47810030 | - | -
eV-210420-1049-0036 | Mechanical | Uponor | Pipework | PP-RCT Saddle for Outlet Fusion | 10 x 4 | PP-RCT |  | Socket Fusion | PR47810040 | Fitting | None | eV-210420-1049-0036 | - | PR47810040 | - | -
eV-210420-1049-0037 | Mechanical | Uponor | Pipework | PP-RCT Saddle for Outlet Fusion | 12 x 2 | PP-RCT |  | Socket Fusion | PR47812020 | Fitting | None | eV-210420-1049-0037 | - | PR47812020 | - | -
eV-210420-1049-0038 | Mechanical | Uponor | Pipework | PP-RCT Saddle for Outlet Fusion | 12 x 2-1/2 | PP-RCT |  | Socket Fusion | PR47812025 | Fitting | None | eV-210420-1049-0038 | - | PR47812025 | - | -
eV-210420-1049-0039 | Mechanical | Uponor | Pipework | PP-RCT Saddle for Outlet Fusion | 12 x 3 | PP-RCT |  | Socket Fusion | PR47812030 | Fitting | None | eV-210420-1049-0039 | - | PR47812030 | - | -
eV-210420-1049-0040 | Mechanical | Uponor | Pipework | PP-RCT Saddle for Outlet Fusion | 12 x 4 | PP-RCT |  | Socket Fusion | PR47812040 | Fitting | None | eV-210420-1049-0040 | - | PR47812040 | - | -
eV-210513-0955-0001 | Mechanical | Uponor | Pipework | Brass Male Threaded Adapter | 1/2 | PP-RCT |  | Socket x MPT | PR5525050 | Fitting | None | eV-210513-0955-0001 | - | PR5525050 | - | -
eV-210513-0955-0002 | Mechanical | Uponor | Pipework | Brass Male Threaded Adapter | 3/4 | PP-RCT |  | Socket x MPT | PR5527575 | Fitting | None | eV-210513-0955-0002 | - | PR5527575 | - | -
eV-210513-0955-0003 | Mechanical | Uponor | Pipework | Brass Male Threaded Adapter | 1 | PP-RCT |  | Socket x MPT | PR5521010 | Fitting | None | eV-210513-0955-0003 | - | PR5521010 | - | -
eV-210513-0955-0004 | Mechanical | Uponor | Pipework | Brass Male Threaded Adapter | 1-1/4 | PP-RCT |  | Socket x MPT | PR5521313 | Fitting | None | eV-210513-0955-0004 | - | PR5521313 | - | -
eV-210513-0955-0005 | Mechanical | Uponor | Pipework | Brass Male Threaded Adapter | 1-1/2 | PP-RCT |  | Socket x MPT | PR5521515 | Fitting | None | eV-210513-0955-0005 | - | PR5521515 | - | -
eV-210513-0955-0006 | Mechanical | Uponor | Pipework | Brass Male Threaded Adapter | 2 | PP-RCT |  | Socket x MPT | PR5522020 | Fitting | None | eV-210513-0955-0006 | - | PR5522020 | - | -
eV-210513-1240-0001 | Mechanical | Uponor | Pipework | Brass Female Threaded Adapter | 1/2 | PP-RCT |  | Socket x FPT | PR5575050 | Fitting | None | eV-210513-1240-0001 | - | PR5575050 | - | -
eV-210513-1240-0002 | Mechanical | Uponor | Pipework | Brass Female Threaded Adapter | 3/4 x 1/2 | PP-RCT |  | Socket x FPT | PR5577550 | Fitting | None | eV-210513-1240-0002 | - | PR5577550 | - | -
eV-210513-1240-0003 | Mechanical | Uponor | Pipework | Brass Female Threaded Adapter | 3/4 | PP-RCT |  | Socket x FPT | PR5577575 | Fitting | None | eV-210513-1240-0003 | - | PR5577575 | - | -
eV-210513-1240-0004 | Mechanical | Uponor | Pipework | Brass Female Threaded Adapter | 1 x 3/4 | PP-RCT |  | Socket x FPT | PR5571075 | Fitting | None | eV-210513-1240-0004 | - | PR5571075 | - | -
eV-210513-1240-0005 | Mechanical | Uponor | Pipework | Brass Female Threaded Adapter | 1 | PP-RCT |  | Socket x FPT | PR5571010 | Fitting | None | eV-210513-1240-0005 | - | PR5571010 | - | -
eV-210513-1240-0006 | Mechanical | Uponor | Pipework | Brass Female Threaded Adapter | 1-1/4 x 1 | PP-RCT |  | Socket x FPT | PR5571310 | Fitting | None | eV-210513-1240-0006 | - | PR5571310 | - | -
eV-210513-1240-0007 | Mechanical | Uponor | Pipework | Brass Female Threaded Adapter | 1-1/4 | PP-RCT |  | Socket x FPT | PR5571313 | Fitting | None | eV-210513-1240-0007 | - | PR5571313 | - | -
eV-210513-1240-0008 | Mechanical | Uponor | Pipework | Brass Female Threaded Adapter | 1-1/2 | PP-RCT |  | Socket x FPT | PR5571515 | Fitting | None | eV-210513-1240-0008 | - | PR5571515 | - | -
eV-210513-1240-0009 | Mechanical | Uponor | Pipework | Brass Female Threaded Adapter | 2 | PP-RCT |  | Socket x FPT | PR5572020 | Fitting | None | eV-210513-1240-0009 | - | PR5572020 | - | -
eV-210429-0854-0001 | Mechanical | Uponor | Pipework | PP-RCT 45 Street Elbow | 1/2 | PP-RCT |  | Socket Fusion | PR4434550 | Fitting | None | eV-210429-0854-0001 | - | PR4434550 | - | -
eV-210429-0854-0002 | Mechanical | Uponor | Pipework | PP-RCT 45 Street Elbow | 3/4 | PP-RCT |  | Socket Fusion | PR4434575 | Fitting | None | eV-210429-0854-0002 | - | PR4434575 | - | -
eV-210429-0854-0003 | Mechanical | Uponor | Pipework | PP-RCT 45 Street Elbow | 1 | PP-RCT |  | Socket Fusion | PR4434510 | Fitting | None | eV-210429-0854-0003 | - | PR4434510 | - | -
eV-210429-0900-0001 | Mechanical | Uponor | Pipework | PP-RCT 90 Street Elbow | 1/2 | PP-RCT |  | Socket Fusion | PR4439050 | Fitting | None | eV-210429-0900-0001 | - | PR4439050 | - | -
eV-210429-0900-0002 | Mechanical | Uponor | Pipework | PP-RCT 90 Street Elbow | 3/4 | PP-RCT |  | Socket Fusion | PR4439075 | Fitting | None | eV-210429-0900-0002 | - | PR4439075 | - | -
eV-210429-0900-0003 | Mechanical | Uponor | Pipework | PP-RCT 90 Street Elbow | 1 | PP-RCT |  | Socket Fusion | PR4439010 | Fitting | None | eV-210429-0900-0003 | - | PR4439010 | - | -
eV-210405-1353-0001 | Mechanical | Uponor | Pipework | PP-RCT 45 Elbow | 1/2 | PP-RCT |  | Socket Fusion | PR4764550 | Fitting | None | eV-210405-1353-0001 | - | PR4764550 | - | -
eV-210405-1353-0002 | Mechanical | Uponor | Pipework | PP-RCT 45 Elbow | 3/4 | PP-RCT |  | Socket Fusion | PR4764575 | Fitting | None | eV-210405-1353-0002 | - | PR4764575 | - | -
eV-210405-1353-0003 | Mechanical | Uponor | Pipework | PP-RCT 45 Elbow | 1 | PP-RCT |  | Socket Fusion | PR4764510 | Fitting | None | eV-210405-1353-0003 | - | PR4764510 | - | -
eV-210405-1353-0004 | Mechanical | Uponor | Pipework | PP-RCT 45 Elbow | 1-1/4 | PP-RCT |  | Socket Fusion | PR4764513 | Fitting | None | eV-210405-1353-0004 | - | PR4764513 | - | -
eV-210405-1353-0005 | Mechanical | Uponor | Pipework | PP-RCT 45 Elbow | 1-1/2 | PP-RCT |  | Socket Fusion | PR4764515 | Fitting | None | eV-210405-1353-0005 | - | PR4764515 | - | -
eV-210405-1353-0006 | Mechanical | Uponor | Pipework | PP-RCT 45 Elbow | 2 | PP-RCT |  | Socket Fusion | PR4764520 | Fitting | None | eV-210405-1353-0006 | - | PR4764520 | - | -
eV-210405-1353-0007 | Mechanical | Uponor | Pipework | PP-RCT 45 Elbow | 2-1/2 | PP-RCT |  | Socket Fusion | PR4764525 | Fitting | None | eV-210405-1353-0007 | - | PR4764525 | - | -
eV-210405-1353-0008 | Mechanical | Uponor | Pipework | PP-RCT 45 Elbow | 3 | PP-RCT |  | Socket Fusion | PR4764530 | Fitting | None | eV-210405-1353-0008 | - | PR4764530 | - | -
eV-210405-1353-0009 | Mechanical | Uponor | Pipework | PP-RCT 45 Elbow | 4 | PP-RCT |  | Socket Fusion | PR4764540 | Fitting | None | eV-210405-1353-0009 | - | PR4764540 | - | -
eV-210401-1120-0001 | Mechanical | Uponor | Pipework | PP-RCT 90 Elbow | 1/2 | PP-RCT |  | Socket Fusion | PR4769050 | Fitting | None | eV-210401-1120-0001 | - | PR4769050 | - | -
eV-210401-1120-0002 | Mechanical | Uponor | Pipework | PP-RCT 90 Elbow | 3/4 | PP-RCT |  | Socket Fusion | PR4769075 | Fitting | None | eV-210401-1120-0002 | - | PR4769075 | - | -
eV-210401-1120-0003 | Mechanical | Uponor | Pipework | PP-RCT 90 Elbow | 1 | PP-RCT |  | Socket Fusion | PR4769010 | Fitting | None | eV-210401-1120-0003 | - | PR4769010 | - | -
eV-210401-1120-0004 | Mechanical | Uponor | Pipework | PP-RCT 90 Elbow | 1-1/4 | PP-RCT |  | Socket Fusion | PR4769013 | Fitting | None | eV-210401-1120-0004 | - | PR4769013 | - | -
eV-210401-1120-0005 | Mechanical | Uponor | Pipework | PP-RCT 90 Elbow | 1-1/2 | PP-RCT |  | Socket Fusion | PR4769015 | Fitting | None | eV-210401-1120-0005 | - | PR4769015 | - | -
eV-210401-1120-0006 | Mechanical | Uponor | Pipework | PP-RCT 90 Elbow | 2 | PP-RCT |  | Socket Fusion | PR4769020 | Fitting | None | eV-210401-1120-0006 | - | PR4769020 | - | -
eV-210401-1120-0007 | Mechanical | Uponor | Pipework | PP-RCT 90 Elbow | 2-1/2 | PP-RCT |  | Socket Fusion | PR4769025 | Fitting | None | eV-210401-1120-0007 | - | PR4769025 | - | -
eV-210401-1120-0008 | Mechanical | Uponor | Pipework | PP-RCT 90 Elbow | 3 | PP-RCT |  | Socket Fusion | PR4769030 | Fitting | None | eV-210401-1120-0008 | - | PR4769030 | - | -
eV-210401-1120-0009 | Mechanical | Uponor | Pipework | PP-RCT 90 Elbow | 4 | PP-RCT |  | Socket Fusion | PR4769040 | Fitting | None | eV-210401-1120-0009 | - | PR4769040 | - | -
eV-210518-1017-0001 | Plumbing | Uponor | Pipework | TruFLOW Jr. Isolation Valves, 2-loop | 2-LOOP | Brass | - | Threaded | A2663222 | Fitting | None | eV-210518-1017-0001 | 673372182256 | A2663222 | - | -
eV-210518-1017-0002 | Plumbing | Uponor | Pipework | TruFLOW Jr. Isolation Valves, 3-loop | 3-LOOP | Brass | - | Threaded | A2663223 | Fitting | None | eV-210518-1017-0002 | 673372182263 | A2663223 | - | -
eV-210518-1017-0003 | Plumbing | Uponor | Pipework | TruFLOW Jr. Isolation Valves, 4-loop | 4-LOOP | Brass | - | Threaded | A2663224 | Fitting | None | eV-210518-1017-0003 | 673372182270 | A2663224 | - | -
eV-210518-1009-0001 | Plumbing | Uponor | Pipework | TruFLOW Jr. Manifold Balancing Valves, 2-loop | 2-LOOP | Brass | - | Threaded | A2663212 | Fitting | None | eV-210518-1009-0001 | 673372182287 | A2663212 | - | -
eV-210518-1009-0002 | Plumbing | Uponor | Pipework | TruFLOW Jr. Manifold Balancing Valves, 3-loop | 3-LOOP | Brass | - | Threaded | A2663213 | Fitting | None | eV-210518-1009-0002 | 673372182294 | A2663213 | - | -
eV-210518-1009-0003 | Plumbing | Uponor | Pipework | TruFLOW Jr. Manifold Balancing Valves, 4-loop | 4-LOOP | Brass | - | Threaded | A2663214 | Fitting | None | eV-210518-1009-0003 | 673372182300 | A2663214 | - | -
eV-210518-0902-0001 | Plumbing | Uponor | Pipework | TruFLOW Jr. Valveless, 2-loop | 2-LOOP | Brass | - | Threaded | A2663202 | Fitting | None | eV-210518-0902-0001 | 673372182225 | A2663202 | - | -
eV-210518-0902-0002 | Plumbing | Uponor | Pipework | TruFLOW Jr. Valveless, 3-loop | 3-LOOP | Brass | - | Threaded | A2663203 | Fitting | None | eV-210518-0902-0002 | 673372182232 | A2663203 | - | -
eV-210518-0902-0003 | Plumbing | Uponor | Pipework | TruFLOW Jr. Valveless, 4-loop | 4-LOOP | Brass | - | Threaded | A2663204 | Fitting | None | eV-210518-0902-0003 | 673372182249 | A2663204 | - | -
eV-210520-1217-0001 | Plumbing | Uponor | Pipework | EP Branch Multi-port Tee, 7 outlets with mounting clips | 3/4 x 1/2 | Engineered Polymer | - | ProPEX | Q2277550 | Fitting | None | eV-210520-1217-0001 | 673372201650 | Q2277550 | - | -
eV-210520-1217-0002 | Plumbing | Uponor | Pipework | EP Branch Multi-port Tee, 8 outlets with mounting clips | 3/4 x 1/2 | Engineered Polymer | - | ProPEX | Q2287550 | Fitting | None | eV-210520-1217-0002 | 673372201643 | Q2287550 | - | -
eV-210520-1217-0003 | Plumbing | Uponor | Pipework | EP Branch Multi-port Tee, 7 outlets with mounting clips | 1 x 1/2 | Engineered Polymer | - | ProPEX | Q2271051 | Fitting | None | eV-210520-1217-0003 | 673372299275 | Q2271051 | - | -
eV-210520-1217-0004 | Plumbing | Uponor | Pipework | EP Branch Multi-port Tee, 8 outlets with mounting clips | 1 x 1/2 | Engineered Polymer | - | ProPEX | Q2281051 | Fitting | None | eV-210520-1217-0004 | 673372299282 | Q2281051 | - | -
eV-210520-1217-0005 | Plumbing | Uponor | Pipework | EP Branch Multi-port Tee, 10 outlets with mounting clips | 1 x 1/2 | Engineered Polymer | - | ProPEX | Q2101051 | Fitting | None | eV-210520-1217-0005 | 673372202046 | Q2101051 | - | -
eV-210520-1217-0006 | Plumbing | Uponor | Pipework | EP Branch Multi-port Tee, 12 outlets with mounting clips | 1 x 1/2 | Engineered Polymer | - | ProPEX | Q2121051 | Fitting | None | eV-210520-1217-0006 | 673372202053 | Q2121051 | - | -
eV-210520-1217-0007 | Plumbing | Uponor | Pipework | EP Branch Multi-port Tee, 3 outlets | 1-1/4 x 3/4 | Engineered Polymer | - | ProPEX | Q2231375 | Fitting | None | eV-210520-1217-0007 | 673372328876 | Q2231375 | - | -
eV-210520-1524-0001 | Plumbing | Uponor | Pipework | Commercial EP Branch Multi Port Elbow, 7 outlets | 3/4 x 1/2 | Engineered Polymer | - | ProPEX | Q2077550 | Fitting | None | eV-210520-1524-0001 | 673372201445 | Q2077550 | - | -
eV-210520-1524-0002 | Plumbing | Uponor | Pipework | Commercial EP Branch Multi Port Elbow, 8 outlets | 3/4 x 1/2 | Engineered Polymer | - | ProPEX | Q2087550 | Fitting | None | eV-210520-1524-0002 | 673372201247 | Q2087550 | - | -
eV-210520-1524-0005 | Plumbing | Uponor | Pipework | Commercial EP Branch Multi Port Elbow, 10 outlets | 1 x 1/2 | Engineered Polymer | - | ProPEX | Q2101000 | Fitting | None | eV-210520-1524-0005 | 673372201049 | Q2101000 | - | -
eV-210630-0326-0001 | Plumbing | Uponor | Pipework | ProPEX LF Brass In-line Ice Maker Tee | 1/2 x 1/2 x 1/4 | Lead Free Brass | - | ProPEX x Compression | LF4455050 | Valve | None | eV-210630-0326-0001 | 30673372244788 | LF4455050 | - | -
eV-210630-0326-0002 | Plumbing | Uponor | Pipework | ProPEX LF Brass Ice Maker Valve | 1/2 x 1/4 | Lead Free Brass | - | ProPEX x Compression | LF4785025 | Valve | None | eV-210630-0326-0002 | 30673372341272 | LF4785025 | - | -
eV-210630-0326-0003 | Plumbing | Uponor | Pipework | ProPEX LF Brass Ice Maker Valve | 1/2 x 1/4 | Lead Free Brass | - | ProPEX x Compression | LF4786025 | Valve | None | eV-210630-0326-0003 | 30673372342071 | LF4786025 | - | -
eV-210701-1052-0001 | Plumbing | Uponor | Pipework | ProPEX LF Brass Compression Angle Stop Valve | 1/2 x 3/8 | Lead Free Brass | - | ProPEX x Compression | LF4410500 | Valve | None | eV-210701-1052-0001 | 30673372232280 | LF4410500 | - | -
eV-210701-1128-0001 | Plumbing | Uponor | Pipework | ProPEX LF Brass Compression Straight Stop Valve | 1/2 x 3/8 | Lead Free Brass | - | ProPEX x Compression | LF4420500 | Valve | None | eV-210701-1128-0001 | 30673372232297 | LF4420500 | - | -
eV-210701-1145-0001 | Plumbing | Uponor | Pipework | ProPEX LF Brass Angle Stop Valve | 1/2 x 3/8 | Lead Free Brass | - | ProPEX x Compression | LF4855038 | Valve | None | eV-210701-1145-0001 | 30673372232600 | LF4855038 | - | -
eV-210707-1307-0001 | Plumbing | Uponor | Pipework | ProPEX LF Water Heater Adapter | 3/4 | Stainless Steel | - | ProPEX x Threaded | LF2957575 | Accessory | None | eV-210707-1307-0001 | 50673372232550 | LF2957575 | - | -
eV-210701-1403-0001 | Plumbing | Uponor | Pipework | ProPEX LF CTS Groove Fitting Adapter | 2 | Lead Free Brass | - | ProPEX x CTS Grooved | LFV2962020 | Fitting | None | eV-210701-1403-0001 | 673372536271 | LFV2962020 | - | -
eV-210701-1403-0002 | Plumbing | Uponor | Pipework | ProPEX LF CTS Groove Fitting Adapter | 2 x 2-1/2 | Lead Free Brass | - | ProPEX x CTS Grooved | LFV2962025 | Fitting | None | eV-210701-1403-0002 | 673372536288 | LFV2962025 | - | -
eV-210701-1403-0003 | Plumbing | Uponor | Pipework | ProPEX LF CTS Groove Fitting Adapter | 2-1/2 | Lead Free Brass | - | ProPEX x CTS Grooved | LFV2962525 | Fitting | None | eV-210701-1403-0003 | 673372536295 | LFV2962525 | - | -
eV-210701-1403-0004 | Plumbing | Uponor | Pipework | ProPEX LF CTS Groove Fitting Adapter | 3 | Lead Free Brass | - | ProPEX x CTS Grooved | LFV2963030 | Fitting | None | eV-210701-1403-0004 | 673372536301 | LFV2963030 | - | -
eV-210408-1302-0001 | Plumbing | Uponor | Pipework | ProPEX LF Copper Tub Ell | 1/2 ( 3'' x 4'') | Lead Free Copper | - | ProPEX x CU | LF2885050 | Fitting | None | eV-210408-1302-0001 | 30673372232334 | LF2885050 | - | -
eV-210408-1302-0002 | Plumbing | Uponor | Pipework | ProPEX LF Copper Tub Ell | 1/2 (3'' x 6'') | Lead Free Copper | - | ProPEX x CU | LF2875050 | Fitting | None | eV-210408-1302-0002 | 30673372246676 | LF2875050 | - | -
eV-210408-0756-0001 | Plumbing | Uponor | Pipework | ProPEX LF Copper Stub Ell | 1/2 ( 3-1/2'' x 8'') | Lead Free Copper | - | ProPEX | LF2865050 | Fitting | None | eV-210408-0756-0001 | 30673372232327 | LF2865050 | - | -
eV-210408-0756-0002 | Plumbing | Uponor | Pipework | ProPEX LF Copper Stub Ell | 1/2 (8'' x 13'') | Lead Free Copper | - | ProPEX | LF2895050 | Fitting | None | eV-210408-0756-0002 | 30673372246683 | LF2895050 | - | -
eV-210408-0756-0003 | Plumbing | Uponor | Pipework | ProPEX LF Copper Stub Ell | 1/2 (13'' x 8'') | Lead Free Copper | - | ProPEX | LF2855050 | Fitting | None | eV-210408-0756-0003 | 30673372246485 | LF2855050 | - | -
eV-210408-0756-0004 | Plumbing | Uponor | Pipework | ProPEX LF Copper Stub Ell | 3/4 | Lead Free Copper | - | ProPEX | LF2897575 | Fitting | None | eV-210408-0756-0004 | 30673372246690 | LF2897575 | - | -
eV-210408-0756-0005 | Plumbing | Uponor | Pipework | ProPEX LF Copper Stub Ell | 1 | Lead Free Copper | - | ProPEX | LF2891010 | Fitting | None | eV-210408-0756-0005 | 673372545471 | LF2891010 | - | -
eV-210508-0729-0001 | Plumbing | Uponor | Pipework | ProPEX LF Copper Straight Stub | 1/2 (8'') | Lead Free Copper | - | ProPEX | LF2935050 | Fitting | None | eV-210508-0729-0001 | 30673372246706 | LF2935050 | - | -
eV-210508-0729-0002 | Plumbing | Uponor | Pipework | ProPEX LF Copper Straight Stub | 1/2 (15'') | Lead Free Copper | - | ProPEX | LF2945050 | Fitting | None | eV-210508-0729-0002 | 30673372246713 | LF2945050 | - | -
eV-210508-0729-0003 | Plumbing | Uponor | Pipework | ProPEX LF Copper Straight Stub | 2-1/2 | Lead Free Copper | - | ProPEX | LF2962525 | Fitting | None | eV-210508-0729-0003 | - | LF2962525 | - | -
eV-210508-0729-0004 | Plumbing | Uponor | Pipework | ProPEX LF Copper Straight Stub | 3 | Lead Free Copper | - | ProPEX | LF2963030 | Fitting | None | eV-210508-0729-0004 | 673372454957 | LF2963030 | - | -
eV-210701-1457-0001 | Plumbing | Uponor | Pipework | ProPEX Washing Machine Outlet Box | 1/2 |  |  | ProPEX | LF5930500 | Equipment | None | eV-210701-1457-0001 | 50673372232567 | LF5930500 | - | -
eV-210701-1551-0001 | Plumbing | Uponor | Pipework | ProPEX LF Brass CPVC Spigot Adapter Kit | 1-1/4 | Lead Free Brass | - | ProPEX | CP4501300 | Fitting | None | eV-210701-1551-0001 | 673372511278 | CP4501300 | - | -
eV-210701-1551-0002 | Plumbing | Uponor | Pipework | ProPEX LF Brass CPVC Spigot Adapter Kit | 1-1/2 | Lead Free Brass | - | ProPEX | CP4501500 | Fitting | None | eV-210701-1551-0002 | 673372511285 | CP4501500 | - | -
eV-210701-1551-0003 | Plumbing | Uponor | Pipework | ProPEX LF Brass CPVC Spigot Adapter Kit | 2 | Lead Free Brass | - | ProPEX | CP4502000 | Fitting | None | eV-210701-1551-0003 | 673372511292 | CP4502000 | - | -
eV-210701-1603-0000 | Plumbing | Uponor | Pipework | ProPEX LF Brass Stop and Drain Ball Valve (full port) | 1/2 | Lead Free Brass | - | ProPEX | LFD4815050 | Valve | None | eV-210701-1603-0000 | - | LFD4815050 | - | -
eV-210701-1603-0001 | Plumbing | Uponor | Pipework | ProPEX LF Brass Stop and Drain Ball Valve | 3/4 | Lead Free Brass | - | ProPEX | LF4817580 | Valve | None | eV-210701-1603-0001 | - | LF4817580 | - | -
eV-210701-1603-0002 | Plumbing | Uponor | Pipework | ProPEX LF Brass Stop and Drain Ball Valve (full port) | 3/4 | Lead Free Brass | - | ProPEX | LFD4817575 | Valve | None | eV-210701-1603-0002 | - | LFD4817575 | - | -
eV-210701-1603-0003 | Plumbing | Uponor | Pipework | ProPEX LF Brass Stop and Drain Ball Valve (full port) | 1 | Lead Free Brass | - | ProPEX | LFD4811010 | Valve | None | eV-210701-1603-0003 | - | LFD4811010 | - | -
eV-210701-1612-0001 | Plumbing | Uponor | Pipework | ProPEX Ice Maker Box with Support Brackets | 1/2 |  |  | ProPEX | LF5955025 | Equipment | None | eV-210701-1612-0001 | 50673372232574 | LF5955025 | - | -
eV-210701-1649-0001 | Plumbing | Uponor | Pipework | 1 x 6 Copper Manifold with 24 LF Brass outlets | 1 x 1/2 - 24 Port | Copper | Type L | ProPEX | LF2512450 | Fitting | None | eV-210701-1649-0001 | 673372246774 | LF2512450 | - | -
eV-210701-1913-0001 | Plumbing | Uponor | Pipework | 1-1/2 x 3/4 Copper Valveless Manifold with 24 outlets | 1-1/2 x 3/4 - 24 Port | Copper | Type L | ProPEX | F2801575 | Fitting | None | eV-210701-1913-0001 | 673372117654 | F2801575 | - | -
eV-210701-1913-0002 | Plumbing | Uponor | Pipework | 2 x 3/4 Copper Valveless Manifold with 24 outlets | 2 x 3/4 - 24 Port | Copper | Type L | ProPEX | F2802075 | Fitting | None | eV-210701-1913-0002 | 673372117661 | F2802075 | - | -
eV-210701-1932-0001 | Plumbing | Uponor | Pipework | Basic End Cap | R32 | Brass | - | Threaded | A2080032 | Fitting | None | eV-210701-1932-0001 | 30673372118904 | A2080032 | - | -
eV-210701-2011-0001 | Plumbing | Uponor | Pipework | Manifold Supply and Return Ball Valves with Filter and Temp Gauge | 1-1/4 | Brass | - | Threaded | A2631250 | Valve | None | eV-210701-2011-0001 | 673372134224 | A2631250 | - | -
eV-210701-2011-0002 | Plumbing | Uponor | Pipework | Manifold Supply and Return Ball Valves with Temp Gauges | 1-1/4 | Brass | - | Threaded | A2631251 | Valve | None | eV-210701-2011-0002 | 673372308670 | A2631251 | - | -
eV-210701-2011-0003 | Plumbing | Uponor | Pipework | Manifold Supply and Return Ball Valves | 1-1/4 | Brass | - | Threaded | A2631252 | Valve | None | eV-210701-2011-0003 | 673372308878 | A2631252 | - | -
eV-210701-2045-0001 | Plumbing | Uponor | Pipework | TruFLOW Visual Flow Meter | 0.15 to 0.8 gpm | Brass | - | Threaded | A2640015 | Meter | None | eV-210701-2045-0001 | 30673372182189 | A2640015 | - | -
eV-210701-2045-0002 | Plumbing | Uponor | Pipework | TruFLOW Visual Flow Meter | 0.25 to 2.0 gpm | Brass | - | Threaded | A2640027 | Meter | None | eV-210701-2045-0002 | 30673372182196 | A2640027 | - | -
eV-210701-2123-0001 | Plumbing | Uponor | Pipework | QS-style Fitting Assembly | 5/16 x R20 | Brass | - | Threaded | A4020313 | Fitting | None | eV-210701-2123-0001 | 30673372118201 | A4020313 | - | -
eV-210701-2123-0002 | Plumbing | Uponor | Pipework | QS-style Fitting Assembly | 3/8 x R20 | Brass | - | Threaded | A4020375 | Fitting | None | eV-210701-2123-0002 | 30673372118218 | A4020375 | - | -
eV-210701-2123-0003 | Plumbing | Uponor | Pipework | QS-style Fitting Assembly | 1/2 x R20 | Brass | - | Threaded | A4020500 | Fitting | None | eV-210701-2123-0003 | 30673372118225 | A4020500 | - | -
eV-210701-2123-0004 | Plumbing | Uponor | Pipework | QS-style Fitting Assembly | 5/8 x R20 | Brass | - | Threaded | A4020625 | Fitting | None | eV-210701-2123-0004 | 30673372118232 | A4020625 | - | -
eV-210701-2123-0005 | Plumbing | Uponor | Pipework | QS-style Fitting Assembly | 5/8 x R25 | Brass | - | Threaded | A4030625 | Fitting | None | eV-210701-2123-0005 | 30673372168077 | A4030625 | - | -
eV-210701-2123-0006 | Plumbing | Uponor | Pipework | QS-style Fitting Assembly | 3/4 x R25 | Brass | - | Threaded | A4020750 | Fitting | None | eV-210701-2123-0006 | 30673372118249 | A4020750 | - | -
eV-210701-2142-0001 | Plumbing | Uponor | Pipework | 2 x 3/4 Copper Valveless Manifold with 12 outlets | 2 x 3/4 - 12 Port | Copper | Type L | ProPEX | Q2831275 | Fitting | None | eV-210701-2142-0001 | 673372158992 | Q2831275 | - | -
eV-210701-2307-0001 | Plumbing | Uponor | Pipework | ProPEX Ball Valve | 5/8 x 3/4 | Copper | - | ProPEX x CU | Q5806375 | Valve | None | eV-210701-2307-0001 | 30673372145498 | Q5806375 | - | -
eV-210701-2307-0002 | Plumbing | Uponor | Pipework | ProPEX Ball Valve | 3/4 | Copper | - | ProPEX x CU | Q5807575 | Valve | None | eV-210701-2307-0002 | 30673372145504 | Q5807575 | - | -
eV-210702-0803-0001 | Plumbing | Uponor | Pipework | ProPEX Ball and Balancing Valve | 5/8 x 3/4 | Copper | - | ProPEX x CU | Q5906375 | Valve | None | eV-210702-0803-0001 | 30673372145481 | Q5906375 | - | -
eV-210702-0803-0002 | Plumbing | Uponor | Pipework | ProPEX Ball and Balancing Valve | 3/4 | Copper | - | ProPEX x CU | Q5907575 | Valve | None | eV-210702-0803-0002 | 30673372145559 | Q5907575 | - | -
eV-210702-0803-0003 | Plumbing | Uponor | Pipework | ProPEX Ball Valve | R20 x 3/4 | Copper | - | Threaded x CU | A5802075 | Valve | None | eV-210702-0803-0003 | - | A5802075 | - | -
eV-210702-0803-0004 | Plumbing | Uponor | Pipework | ProPEX Ball Valve | R25 x 3/4 | Copper | - | Threaded x CU | A5802575 | Valve | None | eV-210702-0803-0004 | 30673372145528 | A5802575 | - | -
eV-210702-0803-0005 | Plumbing | Uponor | Pipework | ProPEX Ball and Balancing Valve | R20 x 3/4 | Copper | - | Threaded x CU | A5902075 | Valve | None | eV-210702-0803-0005 | 30673372142794 | A5902075 | - | -
eV-210702-0803-0006 | Plumbing | Uponor | Pipework | ProPEX Ball and Balancing Valve | R25 x 3/4 | Copper | - | Threaded x CU | A5902575 | Valve | None | eV-210702-0803-0006 | 30673372145542 | A5902575 | - | -
eV-210702-0915-0001 | Plumbing | Uponor | Pipework | HDPE Valveless Manifold | 3 x 3/4 - 10 Port | HDPE | - | ProPEX | B2253751 | Fitting | None | eV-210702-0915-0001 | 673372103237 | B2253751 | - | -
eV-210702-0915-0002 | Plumbing | Uponor | Pipework | HDPE Valveless Manifold | 3 x 1 - 10 Port | HDPE | - | ProPEX | B2273101 | Fitting | None | eV-210702-0915-0002 | 673372103299 | B2273101 | - | -
eV-210702-0915-0003 | Plumbing | Uponor | Pipework | HDPE Valveless Manifold | 3 x 3/4 - 20 Port | HDPE | - | ProPEX | B2253752 | Fitting | None | eV-210702-0915-0003 | 673372103244 | B2253752 | - | -
eV-210702-0915-0004 | Plumbing | Uponor | Pipework | HDPE Valveless Manifold | 3 x 1 - 20 Port | HDPE | - | ProPEX | B2273102 | Fitting | None | eV-210702-0915-0004 | 673372103305 | B2273102 | - | -
eV-210702-0915-0005 | Plumbing | Uponor | Pipework | HDPE Valveless Manifold | 4 x 3/4 - 10 Port | HDPE | - | ProPEX | B2254751 | Fitting | None | eV-210702-0915-0005 | 673372103251 | B2254751 | - | -
eV-210702-0915-0006 | Plumbing | Uponor | Pipework | HDPE Valveless Manifold | 4 x 1 - 10 Port | HDPE | - | ProPEX | B2274101 | Fitting | None | eV-210702-0915-0006 | 673372103312 | B2274101 | - | -
eV-210702-0915-0007 | Plumbing | Uponor | Pipework | HDPE Valveless Manifold | 4 x 3/4 - 20 Port | HDPE | - | ProPEX | B2254752 | Fitting | None | eV-210702-0915-0007 | 673372103268 | B2254752 | - | -
eV-210702-0915-0008 | Plumbing | Uponor | Pipework | HDPE Valveless Manifold | 4 x 1 - 20 Port | HDPE | - | ProPEX | B2274102 | Fitting | None | eV-210702-0915-0008 | 673372103329 | B2274102 | - | -
eV-210702-1051-0001 | Plumbing | Uponor | Pipework | Thermal Twin with 6.9 Jacket. 600ft- Coil | 1 | PEX | - | ProPEX | 5026910 | Coil | None | eV-210702-1051-0001 | 673372215305 | 5026910 | - | -
eV-210702-1051-0002 | Plumbing | Uponor | Pipework | Thermal Twin Jr. with 5.5 Jacket. 600ft- Coil | 1-1/4 | PEX | - | ProPEX | 5025513 | Coil | None | eV-210702-1051-0002 | 673372468473 | 5025513 | - | -
eV-210702-1051-0003 | Plumbing | Uponor | Pipework | Thermal Twin with 6.9 Jacket. 500ft- Coil | 1-1/4 | PEX | - | ProPEX | 5026913 | Coil | None | eV-210702-1051-0003 | 673372215312 | 5026913 | - | -
eV-210702-1051-0004 | Plumbing | Uponor | Pipework | Thermal Twin with 6.9 Jacket. 300ft- Coil | 1-1/2 | PEX | - | ProPEX | 5026915 | Coil | None | eV-210702-1051-0004 | 673372215299 | 5026915 | - | -
eV-210702-1051-0005 | Plumbing | Uponor | Pipework | Thermal Twin with 7.9 Jacket. 300ft-Coil | 2 | PEX | - | ProPEX | 5027920 | Coil | None | eV-210702-1051-0005 | 673372229562 | 5027920 | - | -
eV-210702-1051-0006 | Plumbing | Uponor | Pipework | Thermal Twin with 7.9 Jacket. 300ft-Coil | 2-1/2 | PEX | - | ProPEX | 5027925 | Coil | None | eV-210702-1051-0006 | 673372243278 | 5027925 | - | -
eV-210702-1115-0001 | Plumbing | Uponor | Pipework | Potable PEX Twin with 6.9 Jacket. 600ft-Coil | 1 | PEX | - | ProPEX | 5226910 | Coil | None | eV-210702-1115-0001 | 673372268271 | 5226910 | - | -
eV-210702-1115-0002 | Plumbing | Uponor | Pipework | Potable PEX Twin with 6.9 Jacket. 500ft-Coil | 1-1/4 | PEX | - | ProPEX | 5226913 | Coil | None | eV-210702-1115-0002 | 673372268288 | 5226913 | - | -
eV-210702-1115-0003 | Plumbing | Uponor | Pipework | Potable PEX Twin with 6.9 Jacket. 300ft-Coil | 1-1/2 | PEX | - | ProPEX | 5226915 | Coil | None | eV-210702-1115-0003 | 673372268295 | 5226915 | - | -
eV-210702-1115-0004 | Plumbing | Uponor | Pipework | Potable PEX Twin with 7.9 Jacket. 300ft-Coil | 2 | PEX | - | ProPEX | 5227920 | Coil | None | eV-210702-1115-0004 | 673372268301 | 5227920 | - | -
eV-210702-1142-0001 | Plumbing | Uponor | Pipework | WIPEX Fitting | 4 | Brass | - | Threaded x Compression | 5550040 | Fitting | None | eV-210702-1142-0001 | 673372229548 | 5550040 | - | -
eV-210702-1153-0001 | Plumbing | Uponor | Pipework | End Cap with 2.7 Jacket | 3/4 | EPDM | - | ProPEX | 5852710 | Fitting | None | eV-210702-1153-0001 | 673372229586 | 5852710 | - | -
eV-210702-1153-0002 | Plumbing | Uponor | Pipework | End Cap with 2.7 Jacket | 1 | EPDM | - | ProPEX | 5852710 | Fitting | None | eV-210702-1153-0002 | 673372229586 | 5852710 | - | -
eV-210702-1153-0003 | Plumbing | Uponor | Pipework | End Cap with 5.5 Jacket | 1 | EPDM | - | ProPEX | 5855513 | Fitting | None | eV-210702-1153-0003 | 673372224673 | 5855513 | - | -
eV-210702-1153-0004 | Plumbing | Uponor | Pipework | End Cap with 5.5 Jacket | 1-1/4 | EPDM | - | ProPEX | 5855513 | Fitting | None | eV-210702-1153-0004 | 673372224673 | 5855513 | - | -
eV-210702-1153-0005 | Plumbing | Uponor | Pipework | End Cap with 6.9 Jacket | 1-1/2 | EPDM | - | ProPEX | 5856930 | Fitting | None | eV-210702-1153-0005 | 673372224680 | 5856930 | - | -
eV-210702-1153-0006 | Plumbing | Uponor | Pipework | End Cap with 6.9 Jacket | 2 | EPDM | - | ProPEX | 5856930 | Fitting | None | eV-210702-1153-0006 | 673372224680 | 5856930 | - | -
eV-210702-1153-0007 | Plumbing | Uponor | Pipework | End Cap with 6.9 Jacket | 2-1/2 | EPDM | - | ProPEX | 5856930 | Fitting | None | eV-210702-1153-0007 | 673372224680 | 5856930 | - | -
eV-210702-1153-0008 | Plumbing | Uponor | Pipework | End Cap with 7.9 Jacket | 3 | EPDM | - | ProPEX | 5857940 | Fitting | None | eV-210702-1153-0008 | 673372229593 | 5857940 | - | -
eV-210702-1153-0009 | Plumbing | Uponor | Pipework | End Cap with 7.9 Jacket | 3-1/2 | EPDM | - | ProPEX | 5857940 | Fitting | None | eV-210702-1153-0009 | 673372229593 | 5857940 | - | -
eV-210702-1153-0010 | Plumbing | Uponor | Pipework | End Cap with 7.9 Jacket | 4 | EPDM | - | ProPEX | 5857940 | Fitting | None | eV-210702-1153-0010 | 673372229593 | 5857940 | - | -
eV-210702-1212-0001 | Plumbing | Uponor | Pipework | Twin End Cap with 5.5 Jacket | 1 | EPDM | - | ProPEX | 1018245 | Fitting | None | eV-210702-1212-0001 | 673372455473 | 1018245 | - | -
eV-210702-1212-0002 | Plumbing | Uponor | Pipework | Twin End Cap with 5.5 Jacket | 1-1/4 | EPDM | - | ProPEX | 1018245 | Fitting | None | eV-210702-1212-0002 | 673372455473 | 1018245 | - | -
eV-210702-1212-0003 | Plumbing | Uponor | Pipework | Twin End Cap with 5.5 Jacket | 1-1/2 | EPDM | - | ProPEX | 1018245 | Fitting | None | eV-210702-1212-0003 | 673372455473 | 1018245 | - | -
eV-210702-1212-0004 | Plumbing | Uponor | Pipework | Twin End Cap with 6.9 Jacket | 1 | EPDM | - | ProPEX | 5956915 | Fitting | None | eV-210702-1212-0004 | 673372224666 | 5956915 | - | -
eV-210702-1212-0005 | Plumbing | Uponor | Pipework | Twin End Cap with 6.9 Jacket | 1-1/4 | EPDM | - | ProPEX | 5956915 | Fitting | None | eV-210702-1212-0005 | 673372224666 | 5956915 | - | -
eV-210702-1212-0006 | Plumbing | Uponor | Pipework | Twin End Cap with 6.9 Jacket | 1-1/2 | EPDM | - | ProPEX | 5956915 | Fitting | None | eV-210702-1212-0006 | 673372224666 | 5956915 | - | -
eV-210702-1212-0007 | Plumbing | Uponor | Pipework | Twin End Cap with 7.9 Jacket | 2 | EPDM | - | ProPEX | 5957925 | Fitting | None | eV-210702-1212-0007 | 673372229609 | 5957925 | - | -
eV-210702-1212-0008 | Plumbing | Uponor | Pipework | Twin End Cap with 7.9 Jacket | 2-1/2 | EPDM | - | ProPEX | 5957925 | Fitting | None | eV-210702-1212-0008 | 673372229609 | 5957925 | - | -
eV-210702-1227-0001 | Plumbing | Uponor | Pipework | AquaPEX Blue Coil Bend |  | PEX | - | ProPEX |  |  |  | eV-210702-1227-0001 | - | - | - | -
eV-210702-1227-0002 | Plumbing | Uponor | Pipework | AquaPEX Purple Coil Bend |  | PEX | - | ProPEX |  |  |  | eV-210702-1227-0002 | - | - | - | -
eV-210702-1227-0003 | Plumbing | Uponor | Pipework | AquaPEX Red Coil Bend |  | PEX | - | ProPEX |  |  |  | eV-210702-1227-0003 | - | - | - | -
eV-210702-1227-0004 | Plumbing | Uponor | Pipework | AquaPEX White Blue Print Coil Bend |  | PEX | - | ProPEX |  |  |  | eV-210702-1227-0004 | - | - | - | -
eV-210702-1227-0005 | Plumbing | Uponor | Pipework | AquaPEX White Red Print Coil Bend |  | PEX | - | ProPEX |  |  |  | eV-210702-1227-0005 | - | - | - | -
eV-210702-1227-0006 | Plumbing | Uponor | Pipework | AquaPEX White Coil Bend |  | PEX | - | ProPEX |  |  |  | eV-210702-1227-0006 | - | - | - | -
eV-210702-1227-0007 | Plumbing | Uponor | Pipework | Wirsbo hePEX Coild Bend |  | PEX | - | ProPEX |  |  |  | eV-210702-1227-0007 | - | - | - | -
eV-210702-1227-0008 | Plumbing | Uponor | Pipework | AquaPEX Blue Coil Bend with Support |  | PEX | - | ProPEX |  |  |  | eV-210702-1227-0008 | - | - | - | -
eV-210702-1227-0009 | Plumbing | Uponor | Pipework | AquaPEX Purple Coil Bend with Support |  | PEX | - | ProPEX |  |  |  | eV-210702-1227-0009 | - | - | - | -
eV-210702-1227-0010 | Plumbing | Uponor | Pipework | AquaPEX Red Coil Bend with Support |  | PEX | - | ProPEX |  |  |  | eV-210702-1227-0010 | - | - | - | -
eV-210702-1227-0011 | Plumbing | Uponor | Pipework | AquaPEX White Blue Print Coil Bend with Support |  | PEX | - | ProPEX |  |  |  | eV-210702-1227-0011 | - | - | - | -
eV-210702-1227-0012 | Plumbing | Uponor | Pipework | AquaPEX White Red Print Coil Bend with Support |  | PEX | - | ProPEX |  |  |  | eV-210702-1227-0012 | - | - | - | -
eV-210702-1227-0013 | Plumbing | Uponor | Pipework | AquaPEX White Coil Bend with Support |  | PEX | - | ProPEX |  |  |  | eV-210702-1227-0013 | - | - | - | -
eV-210702-1227-0014 | Plumbing | Uponor | Pipework | Wirsbo hePEX Coild Bend with Support |  | PEX | - | ProPEX |  |  |  | eV-210702-1227-0014 | - | - | - | -
eV-210702-1604-0001 | Plumbing | Uponor | Pipework | Metal Bend Support | 3/8 | Metal | - | none | A5110375 | Fitting | None | eV-210702-1604-0001 | 30673372116955 | A5110375 | - | -
eV-210702-1604-0002 | Plumbing | Uponor | Pipework | Metal Bend Support | 1/2 | Metal | - | none | A5110500 | Fitting | None | eV-210702-1604-0002 | 30673372116962 | A5110500 | - | -
eV-210702-1604-0003 | Plumbing | Uponor | Pipework | Metal Bend Support | 5/8 | Metal | - | none | A5110625 | Fitting | None | eV-210702-1604-0003 | 30673372116979 | A5110625 | - | -
eV-210702-1604-0004 | Plumbing | Uponor | Pipework | Metal Bend Support | 3/4 | Metal | - | none | A5110750 | Fitting | None | eV-210702-1604-0004 | 30673372116986 | A5110750 | - | -
eV-210702-1604-0005 | Plumbing | Uponor | Pipework | Plastic Bend Support | 3/8 | Plastic | - | none | A5150375 | Fitting | None | eV-210702-1604-0005 | 30673372117884 | A5150375 | - | -
eV-210702-1604-0006 | Plumbing | Uponor | Pipework | Plastic Bend Support | 1/2 | Plastic | - | none | A5150750 | Fitting | None | eV-210702-1604-0006 | 30673372212466 | A5150750 | - | -
eV-210702-1604-0007 | Plumbing | Uponor | Pipework | Plastic Bend Support | 3/4 | Plastic | - | none | A5250500 | Fitting | None | eV-210702-1604-0007 | 30673372117907 | A5250500 | - | -
eV-211010-1054-0001 | Plumbing | Uponor | Pipework | 45 Plastic Bend Support | 1/2 | Plastic | - | none | A5250545 | Fitting | None | eV-211010-1054-0001 | - | A5250545 | - | -
eV-211010-1054-0002 | Plumbing | Uponor | Pipework | 45 Plastic Bend Support | 3/4 | Plastic | - | none | A5150745 | Fitting | None | eV-211010-1054-0002 | - | A5150745 | - | -
eV-210715-1059-0001 | Plumbing | Uponor | Pipework | Stainless-steel Manifold, 1-1/4" 2-loop | 2-LOOP | Stainless Steel | - | Threaded | A2720202 | Fitting | None | eV-210715-1059-0001 | 673372404761 | A2720202 | - | -
eV-210715-1059-0002 | Plumbing | Uponor | Pipework | Stainless-steel Manifold, 1-1/4" 3-loop | 3-LOOP | Stainless Steel | - | Threaded | A2720302 | Fitting | None | eV-210715-1059-0002 | 673372404778 | A2720302 | - | -
eV-210715-1059-0003 | Plumbing | Uponor | Pipework | Stainless-steel Manifold, 1-1/4" 4-loop | 4-LOOP | Stainless Steel | - | Threaded | A2720402 | Fitting | None | eV-210715-1059-0003 | 673372404877 | A2720402 | - | -
eV-210715-1059-0004 | Plumbing | Uponor | Pipework | Stainless-steel Manifold, 1-1/4" 5-loop | 5-LOOP | Stainless Steel | - | Threaded | A2720502 | Fitting | None | eV-210715-1059-0004 | 673372404884 | A2720502 | - | -
eV-210715-1059-0005 | Plumbing | Uponor | Pipework | Stainless-steel Manifold, 1-1/4" 6-loop | 6-LOOP | Stainless Steel | - | Threaded | A2720602 | Fitting | None | eV-210715-1059-0005 | 673372404891 | A2720602 | - | -
eV-210715-1059-0006 | Plumbing | Uponor | Pipework | Stainless-steel Manifold, 1-1/4" 7-loop | 7-LOOP | Stainless Steel | - | Threaded | A2720702 | Fitting | None | eV-210715-1059-0006 | 673372404907 | A2720702 | - | -
eV-210715-1059-0007 | Plumbing | Uponor | Pipework | Stainless-steel Manifold, 1-1/4" 8-loop | 8-LOOP | Stainless Steel | - | Threaded | A2720802 | Fitting | None | eV-210715-1059-0007 | 673372404914 | A2720802 | - | -
eV-210715-1059-0008 | Plumbing | Uponor | Pipework | Stainless-steel Manifold, 1-1/4" 10-loop | 10-LOOP | Stainless Steel | - | Threaded | A2721002 | Fitting | None | eV-210715-1059-0008 | 673372404921 | A2721002 | - | -
eV-210715-1059-0009 | Plumbing | Uponor | Pipework | Stainless-steel Manifold, 1-1/4" 12-loop | 12-LOOP | Stainless Steel | - | Threaded | A2721202 | Fitting | None | eV-210715-1059-0009 | 673372404938 | A2721202 | - | -
eV-210715-1059-0010 | Plumbing | Uponor | Pipework | Stainless-steel Manifold, 1" 2-loop | 2-LOOP | Stainless Steel | - | Threaded | A2700202 | Fitting | None | eV-210715-1059-0010 | 673372404679 | A2700202 | - | -
eV-210715-1059-0011 | Plumbing | Uponor | Pipework | Stainless-steel Manifold, 1" 3-loop | 3-LOOP | Stainless Steel | - | Threaded | A2700302 | Fitting | None | eV-210715-1059-0011 | 673372404686 | A2700302 | - | -
eV-210715-1059-0012 | Plumbing | Uponor | Pipework | Stainless-steel Manifold, 1" 4-loop | 4-LOOP | Stainless Steel | - | Threaded | A2700402 | Fitting | None | eV-210715-1059-0012 | 673372404693 | A2700402 | - | -
eV-210715-1059-0013 | Plumbing | Uponor | Pipework | Stainless-steel Manifold, 1" 5-loop | 5-LOOP | Stainless Steel | - | Threaded | A2700502 | Fitting | None | eV-210715-1059-0013 | 673372404709 | A2700502 | - | -
eV-210715-1059-0014 | Plumbing | Uponor | Pipework | Stainless-steel Manifold, 1" 6-loop | 6-LOOP | Stainless Steel | - | Threaded | A2700602 | Fitting | None | eV-210715-1059-0014 | 673372404716 | A2700602 | - | -
eV-210715-1059-0015 | Plumbing | Uponor | Pipework | Stainless-steel Manifold, 1" 7-loop | 7-LOOP | Stainless Steel | - | Threaded | A2700702 | Fitting | None | eV-210715-1059-0015 | 673372404723 | A2700702 | - | -
eV-210715-1059-0016 | Plumbing | Uponor | Pipework | Stainless-steel Manifold, 1" 8-loop | 8-LOOP | Stainless Steel | - | Threaded | A2700802 | Fitting | None | eV-210715-1059-0016 | 673372404730 | A2700802 | - | -
eV-210715-1059-0017 | Plumbing | Uponor | Pipework | Stainless-steel Manifold, 1" 10-loop | 10-LOOP | Stainless Steel | - | Threaded | A2701002 | Fitting | None | eV-210715-1059-0017 | 673372404747 | A2701002 | - | -
eV-210715-1059-0018 | Plumbing | Uponor | Pipework | Stainless-steel Manifold, 1" 12-loop | 12-LOOP | Stainless Steel | - | Threaded | A2701202 | Fitting | None | eV-210715-1059-0018 | 673372404754 | A2701202 | - | -
eV-210809-0256-0017 | Plumbing | Uponor | Pipework | TruFLOW Jr, Balancing Valves and Valveless Manifold, 2-loop | 2-LOOP | Brass | - | Threaded | A2660200 | Fitting | None | eV-210809-0256-0017 | 673372182041 | A2660200 | - | -
eV-210809-0256-0018 | Plumbing | Uponor | Pipework | TruFLOW Jr, Balancing Valves and Valveless Manifold, 3-loop | 3-LOOP | Brass | - | Threaded | A2660300 | Fitting | None | eV-210809-0256-0018 | 673372182065 | A2660300 | - | -
eV-210809-0256-0019 | Plumbing | Uponor | Pipework | TruFLOW Jr, Balancing Valves and Valveless Manifold, 4-loop | 4-LOOP | Brass | - | Threaded | A2660400 | Fitting | None | eV-210809-0256-0019 | 673372182089 | A2660400 | - | -
eV-210809-0256-0020 | Plumbing | Uponor | Pipework | TruFLOW Jr, Balancing Valves and Valveless Manifold, 5-loop | 5-LOOP | Brass | - | Threaded | A2660500 | Fitting | None | eV-210809-0256-0020 | 673372182102 | A2660500 | - | -
eV-210809-0256-0021 | Plumbing | Uponor | Pipework | TruFLOW Jr, Balancing Valves and Valveless Manifold, 6-loop | 6-LOOP | Brass | - | Threaded | A2660600 | Fitting | None | eV-210809-0256-0021 | 673372182126 | A2660600 | - | -
eV-210809-0256-0022 | Plumbing | Uponor | Pipework | TruFLOW Jr, Balancing Valves and Valveless Manifold, 7-loop | 7-LOOP | Brass | - | Threaded | A2660700 | Fitting | None | eV-210809-0256-0022 | 673372182140 | A2660700 | - | -
eV-210809-0256-0023 | Plumbing | Uponor | Pipework | TruFLOW Jr, Balancing Valves and Valveless Manifold, 8-loop | 8-LOOP | Brass | - | Threaded | A2660800 | Fitting | None | eV-210809-0256-0023 | 673372182164 | A2660800 | - | -
eV-210715-1059-0024 | Plumbing | Uponor | Pipework | TruFLOW Jr, B&I Manifold, 2-loop | 2-LOOP | Brass | - | Threaded | A2660201 | Fitting | None | eV-210715-1059-0024 | 673372182058 | A2660201 | - | -
eV-210715-1059-0025 | Plumbing | Uponor | Pipework | TruFLOW Jr, B&I Manifold, 3-loop | 3-LOOP | Brass | - | Threaded | A2660301 | Fitting | None | eV-210715-1059-0025 | 673372182072 | A2660301 | - | -
eV-210715-1059-0026 | Plumbing | Uponor | Pipework | TruFLOW Jr, B&I Manifold, 4-loop | 4-LOOP | Brass | - | Threaded | A2660401 | Fitting | None | eV-210715-1059-0026 | 673372182096 | A2660401 | - | -
eV-210715-1059-0027 | Plumbing | Uponor | Pipework | TruFLOW Jr, B&I Manifold, 5-loop | 5-LOOP | Brass | - | Threaded | A2660501 | Fitting | None | eV-210715-1059-0027 | 673372182119 | A2660501 | - | -
eV-210715-1059-0028 | Plumbing | Uponor | Pipework | TruFLOW Jr, B&I Manifold, 6-loop | 6-LOOP | Brass | - | Threaded | A2660601 | Fitting | None | eV-210715-1059-0028 | 673372182133 | A2660601 | - | -
eV-210715-1059-0029 | Plumbing | Uponor | Pipework | TruFLOW Jr, B&I Manifold, 7-loop | 7-LOOP | Brass | - | Threaded | A2660701 | Fitting | None | eV-210715-1059-0029 | 673372182157 | A2660701 | - | -
eV-210715-1059-0030 | Plumbing | Uponor | Pipework | TruFLOW Jr, B&I Manifold, 8-loop | 8-LOOP | Brass | - | Threaded | A2660801 | Fitting | None | eV-210715-1059-0030 | 673372182171 | A2660801 | - | -
eV-210715-1059-0031 | Plumbing | Uponor | Pipework | TruFLOW Classic B&I Manifold, 2-loop | 2-LOOP | Brass | - | Threaded | A2610200 | Fitting | None | eV-210715-1059-0031 | 673372133944 | A2610200 | - | -
eV-210715-1059-0032 | Plumbing | Uponor | Pipework | TruFLOW Classic B&I Manifold, 3-loop | 3-LOOP | Brass | - | Threaded | A2610300 | Fitting | None | eV-210715-1059-0032 | 673372133951 | A2610300 | - | -
eV-210715-1059-0033 | Plumbing | Uponor | Pipework | TruFLOW Classic B&I Manifold, 4-loop | 4-LOOP | Brass | - | Threaded | A2610400 | Fitting | None | eV-210715-1059-0033 | 673372133968 | A2610400 | - | -
eV-210715-1059-0034 | Plumbing | Uponor | Pipework | TruFLOW Classic B&I Manifold, 5-loop | 5-LOOP | Brass | - | Threaded | A2610500 | Fitting | None | eV-210715-1059-0034 | 673372133975 | A2610500 | - | -
eV-210715-1059-0035 | Plumbing | Uponor | Pipework | TruFLOW Classic B&I Manifold, 6-loop | 6-LOOP | Brass | - | Threaded | A2610600 | Fitting | None | eV-210715-1059-0035 | 673372133982 | A2610600 | - | -
eV-210715-1059-0036 | Plumbing | Uponor | Pipework | TruFLOW Classic B&I Manifold, 7-loop | 7-LOOP | Brass | - | Threaded | A2610700 | Fitting | None | eV-210715-1059-0036 | 673372133999 | A2610700 | - | -
eV-210715-1059-0037 | Plumbing | Uponor | Pipework | TruFLOW Classic B&I Manifold, 8-loop | 8-LOOP | Brass | - | Threaded | A2610800 | Fitting | None | eV-210715-1059-0037 | 673372134002 | A2610800 | - | -
eV-210715-1059-0038 | Plumbing | Uponor | Pipework | TruFLOW Classic B&I Manifold, 10-loop | 10-Loop | Brass | - | Threaded | A2611000 | Fitting | None | eV-210715-1059-0038 | 673372134019 | A2611000 | - | -
eV-210715-1059-0039 | Plumbing | Uponor | Pipework | TruFLOW Classic B&I Manifold, 12-loop | 12-Loop | Brass | - | Threaded | A2611200 | Fitting | None | eV-210715-1059-0039 | 673372134026 | A2611200 | - | -
eV-210715-1059-0040 | Plumbing | Uponor | Pipework | EP Heating Manifold, 2-loop | 2-LOOP | Engineered Polymer | - | Threaded | A2670201 | Fitting | None | eV-210715-1059-0040 | 673372223744 | A2670201 | - | -
eV-210715-1059-0041 | Plumbing | Uponor | Pipework | EP Heating Manifold, 3-loop | 3-LOOP | Engineered Polymer | - | Threaded | A2670301 | Fitting | None | eV-210715-1059-0041 | 673372223751 | A2670301 | - | -
eV-210715-1059-0042 | Plumbing | Uponor | Pipework | EP Heating Manifold, 4-loop | 4-LOOP | Engineered Polymer | - | Threaded | A2670401 | Fitting | None | eV-210715-1059-0042 | 673372223768 | A2670401 | - | -
eV-210715-1059-0043 | Plumbing | Uponor | Pipework | EP Heating Manifold, 5-loop | 5-LOOP | Engineered Polymer | - | Threaded | A2670501 | Fitting | None | eV-210715-1059-0043 | 673372223775 | A2670501 | - | -
eV-210715-1059-0044 | Plumbing | Uponor | Pipework | EP Heating Manifold, 6-loop | 6-LOOP | Engineered Polymer | - | Threaded | A2670601 | Fitting | None | eV-210715-1059-0044 | 673372223782 | A2670601 | - | -
eV-210715-1059-0045 | Plumbing | Uponor | Pipework | EP Heating Manifold, 7-loop | 7-LOOP | Engineered Polymer | - | Threaded | A2670701 | Fitting | None | eV-210715-1059-0045 | 673372223799 | A2670701 | - | -
eV-210715-1059-0046 | Plumbing | Uponor | Pipework | EP Heating Manifold, 8-loop | 8-LOOP | Engineered Polymer | - | Threaded | A2670801 | Fitting | None | eV-210715-1059-0046 | 673372223805 | A2670801 | - | -
eV-210715-1221-0001 | Plumbing | Uponor | Pipework | Two-wire Thermal Actuator for EP Heating Manifolds | - | - | - | Threaded | A3030522 | Fitting | None | eV-210715-1221-0001 | 673372210317 | A3030522 | - | -
eV-210715-1221-0002 | Plumbing | Uponor | Pipework | Two-wire Thermal Actuator for TruFLOW Classic and Jr. Valved Manifolds | - | - | - | Threaded | A3030523 | Fitting | None | eV-210715-1221-0002 | 673372210362 | A3030523 | - | -
eV-210715-1221-0003 | Plumbing | Uponor | Pipework | Two-wire Thermal Actuator for Stainless-steel Manifolds | - | - | - | Threaded | A3030524 | Fitting | None | eV-210715-1221-0003 | 673372502870 | A3030524 | - | -
eV-210804-1402-0001 | Plumbing | Uponor | Pipework | Four-wire Thermal Actuator | - | - | - | Threaded | A3023522 | Fitting | None | eV-210804-1402-0001 | 673372477475 | A3023522 | - | -
eV-210715-1300-0001 | Plumbing | Uponor | Pipework | Straight Insulation Kit | 5.5 | Jacket Shell | - | none | 1021992 | Insulation | None | eV-210715-1300-0001 | 673372211505 | 1021992 | - | -
eV-210715-1300-0002 | Plumbing | Uponor | Pipework | Straight Insulation Kit | 6.9 | Jacket Shell | - | none | 1021992 | Insulation | None | eV-210715-1300-0002 | 673372211505 | 1021992 | - | -
eV-210715-1300-0003 | Plumbing | Uponor | Pipework | Straight Insulation Kit | 7.9 | Jacket Shell | - | none | 1021992 | Insulation | None | eV-210715-1300-0003 | 673372211505 | 1021992 | - | -
eV-210715-1314-0001 | Plumbing | Uponor | Pipework | Elbow Insulation Kit | 5.5 | Jacket Shell | - | none | 1021991 | Insulation | None | eV-210715-1314-0001 | 673372211499 | 1021991 | - | -
eV-210715-1314-0002 | Plumbing | Uponor | Pipework | Elbow Insulation Kit | 6.9 | Jacket Shell | - | none | 1021991 | Insulation | None | eV-210715-1314-0002 | 673372211499 | 1021991 | - | -
eV-210715-1314-0003 | Plumbing | Uponor | Pipework | Elbow Insulation Kit | 7.9 | Jacket Shell | - | none | 1021991 | Insulation | None | eV-210715-1314-0003 | 673372211499 | 1021991 | - | -
eV-210715-1314-0004 | Plumbing | Uponor | Pipework | Tee Insulation Kit | 5.5 | Jacket Shell | - | none | 1021990 | Insulation | None | eV-210715-1314-0004 | 673372211482 | 1021990 | - | -
eV-210715-1314-0005 | Plumbing | Uponor | Pipework | Tee Insulation Kit | 6.9 | Jacket Shell | - | none | 1021990 | Insulation | None | eV-210715-1314-0005 | 673372211482 | 1021990 | - | -
eV-210715-1314-0006 | Plumbing | Uponor | Pipework | Tee Insulation Kit | 7.9 | Jacket Shell | - | none | 1021990 | Insulation | None | eV-210715-1314-0006 | 673372211482 | 1021990 | - | -
eV-210715-1314-0007 | Plumbing | Uponor | Pipework | H-Insulation Kit | 5.5 | Jacket Shell | - | none | 1007355 | Insulation | None | eV-210715-1314-0007 | 673372211468 | 1007355 | - | -
eV-210715-1314-0008 | Plumbing | Uponor | Pipework | H-Insulation Kit | 6.9 | Jacket Shell | - | none | 1007355 | Insulation | None | eV-210715-1314-0008 | 673372211468 | 1007355 | - | -
eV-210715-1314-0009 | Plumbing | Uponor | Pipework | H-Insulation Kit | 7.9 | Jacket Shell | - | none | 1007355 | Insulation | None | eV-210715-1314-0009 | 673372211468 | 1007355 | - | -
eV-210715-1354-0001 | Plumbing | Uponor | Pipework | Reducer Bushing | 5.5 x 2.7 | Jacket Shell | - | none | 1007357 | Insulation | None | eV-210715-1354-0001 | 673372211475 | 1007357 | - | -
eV-210715-1405-0001 | Plumbing | Uponor | Pipework | Plastic Drop Ear Bend Supports | 3/8 | Plastic | - | none | F5200375 | Fitting | None | eV-210715-1405-0001 | 30673372117747 | F5200375 | - | -
eV-210715-1405-0002 | Plumbing | Uponor | Pipework | Plastic Drop Ear Bend Supports | 1/2 | Plastic | - | none | F5200500 | Fitting | None | eV-210715-1405-0002 | 30673372117754 | F5200500 | - | -
eV-210715-1405-0003 | Plumbing | Uponor | Pipework | Metal Drop Ear Bend Supports | 3/8 | Metal | - | none | F5120375 | Fitting | None | eV-210715-1405-0003 | 30673372117709 | F5120375 | - | -
eV-210715-1405-0004 | Plumbing | Uponor | Pipework | Metal Drop Ear Bend Supports | 1/2 | Metal | - | none | F5120500 | Fitting | None | eV-210715-1405-0004 | 30673372117716 | F5120500 | - | -
eV-210715-1434-0001 | Plumbing | Uponor | Pipework | Metal Straight-through Support | 1/2 | Metal | - | none | F5140500 | Fitting | None | eV-210715-1434-0001 | 30673372117730 | F5140500 | - | -
eV-210715-1434-0002 | Plumbing | Uponor | Pipework | Wall Sleeve with Heat Shrink for 2.7 Jacket | 2.7 Jacket | - | - | none | 1018266 | Sleeve | None | eV-210715-1434-0002 | 673372236287 | 1018266 | - | -
eV-210715-1434-0003 | Plumbing | Uponor | Pipework | Wall Sleeve with Heat Shrink for 5.5 Jacket | 5.5 Jacket | - | - | none | 1018269 | Sleeve | None | eV-210715-1434-0003 | 673372236294 | 1018269 | - | -
eV-210715-1434-0004 | Plumbing | Uponor | Pipework | Wall Sleeve with Heat Shrink for 6.9 and 7.9 Jackets | 6.9/7.9 Jacket | - | - | none | 1018268 | Sleeve | None | eV-210715-1434-0004 | 673372236317 | 1018268 | - | -
eV-210715-1434-0005 | Plumbing | Uponor | Pipework | Compression Wall Seal for 2.7 Jacket | 2.7 Jacket | - | - | none | 1007358 | Sleeve | None | eV-210715-1434-0005 | 673372236362 | 1007358 | - | -
eV-210715-1434-0006 | Plumbing | Uponor | Pipework | Compression Wall Seal for 5.5 Jacket | 5.5 Jacket | - | - | none | 1007360 | Sleeve | None | eV-210715-1434-0006 | 673372236379 | 1007360 | - | -
eV-210715-1434-0007 | Plumbing | Uponor | Pipework | Compression Wall Seal for 6.9 Jacket | 6.9 Jacket | - | - | none | 1007361 | Sleeve | None | eV-210715-1434-0007 | 673372236386 | 1007361 | - | -
eV-210715-1434-0008 | Plumbing | Uponor | Pipework | Compression Wall Seal for 7.9 Jacket | 7.9 Jacket | - | - | none | 1007362 | Sleeve | None | eV-210715-1434-0008 | 673372236393 | 1007362 | - | -
eV-210803-0733-0001 | Plumbing | Uponor | Pipework | TruFLOW classic manifold extension kits | 2-LOOP | Brass | - | Threaded | A2610100 | Fitting | None | eV-210803-0733-0001 | 673372147880 | A2610100 | - | -
eV-210803-0918-0001 | Plumbing | Uponor | Pipework | 2 x 4 Copper Valved Manifold with 5/8 ProPEX Ball Valves, 12 outlets | 2 x 5/8 - 12 Port | Copper | Type L | ProPEX | Q2811263 | Fitting | None | eV-210803-0918-0001 | 673372133715 | Q2811263 | - | -
eV-210803-0918-0002 | Plumbing | Uponor | Pipework | 2 x 4 Copper Valved Manifold with 3/4 ProPEX Ball Valves, 12 outlets | 2 x 3/4 - 12 Port | Copper | Type L | ProPEX | Q2811275 | Fitting | None | eV-210803-0918-0002 | 673372133685 | Q2811275 | - | -
eV-210803-0918-0003 | Plumbing | Uponor | Pipework | 2 x 4 Copper Valved Manifold with 5/8 ProPEX Ball & Balancing Valves, 12 outlets | 2 x 5/8 - 12 Port | Copper | Type L | ProPEX | Q2821263 | Fitting | None | eV-210803-0918-0003 | 673372133753 | Q2821263 | - | -
eV-210803-0918-0004 | Plumbing | Uponor | Pipework | 2 x 4 Copper Valved Manifold with 3/4 ProPEX Ball & Balancing Valves, 12 outlets | 2 x 3/4 - 12 Port | Copper | Type L | ProPEX | Q2821275 | Fitting | None | eV-210803-0918-0004 | 673372133876 | Q2821275 | - | -
eV-210804-0739-0001 | Plumbing | Uponor | Pipework | 1 x 1/2 Copper Manifold w/ LF Brass Ball Valve, 4 outlets | 1 x 1/2 - 4 Port | Copper | Type L | ProPEX | LF2500400 | Fitting | None | eV-210804-0739-0001 | 673372246729 | LF2500400 | - | -
eV-210804-0739-0002 | Plumbing | Uponor | Pipework | 1 x 1/2 Copper Manifold w/ LF Brass Ball Valve, 6 outlets | 1 x 1/2 - 6 Port | Copper | Type L | ProPEX | LF2500600 | Fitting | None | eV-210804-0739-0002 | 673372246736 | LF2500600 | - | -
eV-210804-0739-0003 | Plumbing | Uponor | Pipework | 1 x 1/2 Copper Manifold w/ LF Brass Ball Valve, 8 outlets | 1 x 1/2 - 8 Port | Copper | Type L | ProPEX | LF2500800 | Fitting | None | eV-210804-0739-0003 | 673372246743 | LF2500800 | - | -
eV-210804-0739-0004 | Plumbing | Uponor | Pipework | 1 x 1/2 Copper Manifold w/ LF Brass Ball Valve, 10 outlets | 1 x 1/2 - 10 Port | Copper | Type L | ProPEX | LF2501000 | Fitting | None | eV-210804-0739-0004 | 673372246750 | LF2501000 | - | -
eV-210804-0739-0005 | Plumbing | Uponor | Pipework | 1 x 1/2 Copper Manifold w/ LF Brass Ball Valve, 12 outlets | 1 x 1/2 - 12 Port | Copper | Type L | ProPEX | LF2501200 | Fitting | None | eV-210804-0739-0005 | 673372246767 | LF2501200 | - | -
eV-210804-0808-0001 | Plumbing | Uponor | Pipework | 2 x 4 Copper Valved Manifold with R20 Ball Valve, 12 outlets | 2 x R20 - 12 Port | Copper | Type L | Threaded | F2811220 | Fitting | None | eV-210804-0808-0001 | 673372133654 | F2811220 | - | -
eV-210804-0808-0002 | Plumbing | Uponor | Pipework | 2 x 4 Copper Valved Manifold with R25 Ball Valve, 12 outlets | 2 x R25 - 12 Port | Copper | Type L | Threaded | F2811225 | Fitting | None | eV-210804-0808-0002 | 673372133814 | F2811225 | - | -
eV-210804-0808-0003 | Plumbing | Uponor | Pipework | 2 x 4 Copper Valved Manifold with R20 Ball & Balancing Valves, 12 outlets | 2 x R20 - 12 Port | Copper | Type L | Threaded | F2821220 | Fitting | None | eV-210804-0808-0003 | 673372133845 | F2821220 | - | -
eV-210804-0808-0004 | Plumbing | Uponor | Pipework | 2 x 4 Copper Valved Manifold with R25 Ball & Balancing Valves, 12 outlets | 2 x R25 - 12 Port | Copper | Type L | Threaded | F2821225 | Fitting | None | eV-210804-0808-0004 | 673372133784 | F2821225 | - | -
eV-210804-1230-0001 | Plumbing | Uponor | Pipework | PVC Elbow PEX Bend Support | 3/4 | PVC | - | - | A5500500 | Fitting | None | eV-210804-1230-0001 | 30673372118065 | A5500500 | - | -
eV-210804-1230-0002 | Plumbing | Uponor | Pipework | PVC Elbow PEX Bend Support | 1 | PVC | - | - | A5500625 | Fitting | None | eV-210804-1230-0002 | 30673372118072 | A5500625 | - | -
eV-210804-1230-0003 | Plumbing | Uponor | Pipework | PVC Elbow PEX Bend Support | 1-1/4 | PVC | - | - | A5500750 | Fitting | None | eV-210804-1230-0003 | 30673372118089 | A5500750 | - | -
eV-210804-1230-0004 | Plumbing | Uponor | Pipework | PVC Elbow PEX Bend Support | 1-1/2 | PVC | - | - | A5501000 | Fitting | None | eV-210804-1230-0004 | 30673372118096 | A5501000 | - | -
eV-210804-1431-0001 | Plumbing | Uponor | Pipework | Insert | 1/4 | Stainless Steel | - | - | F5400250 | Fitting | None | eV-210804-1431-0001 | 30673372117761 | F5400250 | - | -
eV-210804-1512-0001 | Plumbing | Uponor | Pipework | EP Heating Manifold Elbow | Short | Engineered Polymer | - | Threaded | A2670090 | Fitting | None | eV-210804-1512-0001 | 673372223720 | A2670090 | - | -
eV-210804-1512-0002 | Plumbing | Uponor | Pipework | EP Heating Manifold Elbow | Long | Engineered Polymer | - | Threaded | A2670090 | Fitting | None | eV-210804-1512-0002 | 673372223720 | A2670090 | - | -
eV-210804-1628-0001 | Plumbing | Uponor | Pipework | EP Heating Manifold Connection Piece | R32 | Engineered Polymer | - | Threaded | A2670032 | Fitting | None | eV-210804-1628-0001 | 673372223713 | A2670032 | - | -
eV-210804-1744-0001 | Plumbing | Uponor | Pipework | EP Heating Manifold Single Section with Balancing Valve & Flow Meter | R32 | Engineered Polymer | - | Threaded | A2670003 | Fitting | None | eV-210804-1744-0001 | 673372223669 | A2670003 | - | -
eV-210804-1758-0001 | Plumbing | Uponor | Pipework | EP Heating Manifold Single Section with Isolation Valve | R32 | Engineered Polymer | - | Threaded | A2670001 | Fitting | None | eV-210804-1758-0001 | 673372223461 | A2670001 | - | -
eV-210804-1812-0001 | Plumbing | Uponor | Pipework | TruFLOW Manifold Coupling Nipple | 1-1/4 | Brass | - | Threaded | A2621010 | Fitting | None | eV-210804-1812-0001 | 30673372134133 | A2621010 | - | -
eV-210804-1836-0001 | Plumbing | Uponor | Pipework | TruFLOW Manifold Elbow Union | R32 x 1-1/4 | Brass | - | Threaded | A2620090 | Fitting | None | eV-210804-1836-0001 | 30673372142237 | A2620090 | - | -
eV-210804-1854-0001 | Plumbing | Uponor | Pipework | TruFLOW Classic Manifold Offset Union | R32 x 1-1/4 | Brass | - | Threaded | A2620045 | Fitting | None | eV-210804-1854-0001 | 30673372150140 | A2620045 | - | -
eV-210804-1937-0001 | Plumbing | Uponor | Pipework | Copper Manifold End Cap | 2 | Copper | Type L | Threaded | A2402000 | Fitting | None | eV-210804-1937-0001 | 673372135603 | A2402000 | - | -
eV-210822-0340-0001 | Plumbing | Uponor | Pipework | Ecoflex Thermal Single Bend | 3/4 | Ecoflex | - | PEX |  | Fitting | None | eV-210822-0340-0001 | - | - | - | -
eV-210822-0340-0002 | Plumbing | Uponor | Pipework | Ecoflex Thermal Single Bend | 1 | Ecoflex | - | PEX |  | Fitting | None | eV-210822-0340-0002 | - | - | - | -
eV-210822-0340-0003 | Plumbing | Uponor | Pipework | Ecoflex Thermal Single Bend | 1-1/4 | Ecoflex | - | PEX |  | Fitting | None | eV-210822-0340-0003 | - | - | - | -
eV-210822-0340-0004 | Plumbing | Uponor | Pipework | Ecoflex Thermal Single Bend | 1-1/2 | Ecoflex | - | PEX |  | Fitting | None | eV-210822-0340-0004 | - | - | - | -
eV-210822-0340-0005 | Plumbing | Uponor | Pipework | Ecoflex Thermal Single Bend | 2 | Ecoflex | - | PEX |  | Fitting | None | eV-210822-0340-0005 | - | - | - | -
eV-210822-0340-0006 | Plumbing | Uponor | Pipework | Ecoflex Thermal Single Bend | 2-1/2 | Ecoflex | - | PEX |  | Fitting | None | eV-210822-0340-0006 | - | - | - | -
eV-210822-0340-0007 | Plumbing | Uponor | Pipework | Ecoflex Thermal Single Bend | 3 | Ecoflex | - | PEX |  | Fitting | None | eV-210822-0340-0007 | - | - | - | -
eV-210822-0340-0008 | Plumbing | Uponor | Pipework | Ecoflex Thermal Single Bend | 4 | Ecoflex | - | PEX |  | Fitting | None | eV-210822-0340-0008 | - | - | - | -
eV-210822-0340-0009 | Plumbing | Uponor | Pipework | Ecoflex Potable HDPE Bend | 3/4 | Ecoflex | - | PEX |  | Fitting | None | eV-210822-0340-0009 | - | - | - | -
eV-210822-0340-0010 | Plumbing | Uponor | Pipework | Ecoflex Potable HDPE Bend | 1 | Ecoflex | - | PEX |  | Fitting | None | eV-210822-0340-0010 | - | - | - | -
eV-210822-0340-0011 | Plumbing | Uponor | Pipework | Ecoflex Potable HDPE Bend | 1-1/4 | Ecoflex | - | PEX |  | Fitting | None | eV-210822-0340-0011 | - | - | - | -
eV-210822-0340-0012 | Plumbing | Uponor | Pipework | Ecoflex Potable HDPE Bend | 1-1/2 | Ecoflex | - | PEX |  | Fitting | None | eV-210822-0340-0012 | - | - | - | -
eV-210822-0340-0013 | Plumbing | Uponor | Pipework | Ecoflex Potable HDPE Bend | 2 | Ecoflex | - | PEX |  | Fitting | None | eV-210822-0340-0013 | - | - | - | -
eV-210822-0340-0014 | Plumbing | Uponor | Pipework | Ecoflex Potable HDPE Bend | 2-1/2 | Ecoflex | - | PEX |  | Fitting | None | eV-210822-0340-0014 | - | - | - | -
eV-210822-0340-0015 | Plumbing | Uponor | Pipework | Ecoflex Potable HDPE Bend | 3 | Ecoflex | - | PEX |  | Fitting | None | eV-210822-0340-0015 | - | - | - | -
eV-210822-0340-0016 | Plumbing | Uponor | Pipework | Ecoflex Potable HDPE Bend | 4 | Ecoflex | - | PEX |  | Fitting | None | eV-210822-0340-0016 | - | - | - | -
eV-210822-0340-0017 | Plumbing | Uponor | Pipework | Ecoflex Thermal Twin Bend | 3/4 | Ecoflex | - | PEX |  | Fitting | None | eV-210822-0340-0017 | - | - | - | -
eV-210822-0340-0018 | Plumbing | Uponor | Pipework | Ecoflex Thermal Twin Bend | 1 | Ecoflex | - | PEX |  | Fitting | None | eV-210822-0340-0018 | - | - | - | -
eV-210822-0340-0019 | Plumbing | Uponor | Pipework | Ecoflex Thermal Twin Bend | 1-1/4 | Ecoflex | - | PEX |  | Fitting | None | eV-210822-0340-0019 | - | - | - | -
eV-210822-0340-0020 | Plumbing | Uponor | Pipework | Ecoflex Thermal Twin Bend | 1-1/2 | Ecoflex | - | PEX |  | Fitting | None | eV-210822-0340-0020 | - | - | - | -
eV-210822-0340-0021 | Plumbing | Uponor | Pipework | Ecoflex Thermal Twin Bend | 2 | Ecoflex | - | PEX |  | Fitting | None | eV-210822-0340-0021 | - | - | - | -
eV-210822-0340-0022 | Plumbing | Uponor | Pipework | Ecoflex Thermal Twin Bend | 2-1/2 | Ecoflex | - | PEX |  | Fitting | None | eV-210822-0340-0022 | - | - | - | -
eV-210822-0340-0023 | Plumbing | Uponor | Pipework | Ecoflex Thermal Twin Bend | 3 | Ecoflex | - | PEX |  | Fitting | None | eV-210822-0340-0023 | - | - | - | -
eV-210822-0340-0024 | Plumbing | Uponor | Pipework | Ecoflex Thermal Twin Bend | 4 | Ecoflex | - | PEX |  | Fitting | None | eV-210822-0340-0024 | - | - | - | -
eV-211006-1154-0001 | Plumbing | Uponor | Pipework | Flange Ring | 2-1/2 | Ductile Iron | - | Flanged | PR2992500 | Joint | None | eV-211006-1154-0001 | - | PR2992500 | - | -
eV-211006-1154-0002 | Plumbing | Uponor | Pipework | Flange Ring | 3 | Ductile Iron | - | Flanged | PR2993000 | Joint | None | eV-211006-1154-0002 | - | PR2993000 | - | -
eV-211006-1154-0003 | Plumbing | Uponor | Pipework | Flange Ring | 4 | Ductile Iron | - | Flanged | PR2994000 | Joint | None | eV-211006-1154-0003 | - | PR2994000 | - | -
eV-211006-1154-0004 | Plumbing | Uponor | Pipework | Flange Ring | 6 | Ductile Iron | - | Flanged | PR2996000 | Joint | None | eV-211006-1154-0004 | - | PR2996000 | - | -
eV-211006-1154-0005 | Plumbing | Uponor | Pipework | Flange Ring | 8 | Ductile Iron | - | Flanged | PR2998000 | Joint | None | eV-211006-1154-0005 | - | PR2998000 | - | -
eV-211006-1154-0006 | Plumbing | Uponor | Pipework | Flange Ring | 10 | Ductile Iron | - | Flanged | PR29910000 | Joint | None | eV-211006-1154-0006 | - | PR29910000 | - | -
eV-211006-1154-0007 | Plumbing | Uponor | Pipework | Flange Ring | 12 | Ductile Iron | - | Flanged | PR29912000 | Joint | None | eV-211006-1154-0007 | - | PR29912000 | - | -
eV-211010-0723-0001 | Plumbing | Uponor | Pipework | PP-RCT 45 Elbow Short Radius, Mechanical, SDR 11 | 6 | PP-RCT | SDR 11 | Butt Fusion | PR114764561 | Fitting | None | eV-211010-0723-0001 | - | PR114764561 | - | -
eV-211010-0723-0002 | Plumbing | Uponor | Pipework | PP-RCT 45 Elbow Short Radius, Mechanical, SDR 11 | 8 | PP-RCT | SDR 11 | Butt Fusion | PR114764581 | Fitting | None | eV-211010-0723-0002 | - | PR114764581 | - | -
eV-211010-0723-0003 | Plumbing | Uponor | Pipework | PP-RCT 45 Elbow Short Radius, Mechanical, SDR 11 | 10 | PP-RCT | SDR 11 | Butt Fusion | PR1147645100 | Fitting | None | eV-211010-0723-0003 | - | PR1147645100 | - | -
eV-211010-0723-0004 | Plumbing | Uponor | Pipework | PP-RCT 45 Elbow Short Radius, Mechanical, SDR 11 | 12 | PP-RCT | SDR 11 | Butt Fusion | PR1147645120 | Fitting | None | eV-211010-0723-0004 | - | PR1147645120 | - | -
eV-211010-0729-0001 | Plumbing | Uponor | Pipework | PP-RCT 45 Elbow Short Radius, Mechanical, SDR 9 | 6 | PP-RCT | SDR 9 | Butt Fusion | PR94764561 | Fitting | None | eV-211010-0729-0001 | - | PR94764561 | - | -
eV-211010-0729-0002 | Plumbing | Uponor | Pipework | PP-RCT 45 Elbow Short Radius, Mechanical, SDR 9 | 8 | PP-RCT | SDR 9 | Butt Fusion | PR94764581 | Fitting | None | eV-211010-0729-0002 | - | PR94764581 | - | -
eV-211010-0729-0003 | Plumbing | Uponor | Pipework | PP-RCT 45 Elbow Short Radius, Mechanical, SDR 9 | 10 | PP-RCT | SDR 9 | Butt Fusion | PR947645100 | Fitting | None | eV-211010-0729-0003 | - | PR947645100 | - | -
eV-211010-0729-0004 | Plumbing | Uponor | Pipework | PP-RCT 45 Elbow Short Radius, Mechanical, SDR 9 | 12 | PP-RCT | SDR 9 | Butt Fusion | PR947645120 | Fitting | None | eV-211010-0729-0004 | - | PR947645120 | - | -
eV-211010-0736-0001 | Plumbing | Uponor | Pipework | PP-RCT 45 Elbow Short Radius, Mechanical, SDR 17.6 | 6 | PP-RCT | SDR 17.6 | Butt Fusion | PR1747645600 | Fitting | None | eV-211010-0736-0001 | - | PR1747645600 | - | -
eV-211010-0736-0002 | Plumbing | Uponor | Pipework | PP-RCT 45 Elbow Short Radius, Mechanical, SDR 17.6 | 8 | PP-RCT | SDR 17.6 | Butt Fusion | PR1747645800 | Fitting | None | eV-211010-0736-0002 | - | PR1747645800 | - | -
eV-211010-0736-0003 | Plumbing | Uponor | Pipework | PP-RCT 45 Elbow Short Radius, Mechanical, SDR 17.6 | 10 | PP-RCT | SDR 17.6 | Butt Fusion | PR1747645100 | Fitting | None | eV-211010-0736-0003 | - | PR1747645100 | - | -
eV-211010-0736-0004 | Plumbing | Uponor | Pipework | PP-RCT 45 Elbow Short Radius, Mechanical, SDR 17.6 | 12 | PP-RCT | SDR 17.6 | Butt Fusion | PR1747645120 | Fitting | None | eV-211010-0736-0004 | - | PR1747645120 | - | -
eV-211010-0745-0001 | Plumbing | Uponor | Pipework | PP-RCT 90 Elbow Short Radius, Mechanical, SDR 17.6 | 6 | PP-RCT | SDR 17.6 | Butt Fusion | PR1747690600 | Fitting | None | eV-211010-0745-0001 | - | PR1747690600 | - | -
eV-211010-0745-0002 | Plumbing | Uponor | Pipework | PP-RCT 90 Elbow Short Radius, Mechanical, SDR 17.6 | 8 | PP-RCT | SDR 17.6 | Butt Fusion | PR1747690800 | Fitting | None | eV-211010-0745-0002 | - | PR1747690800 | - | -
eV-211010-0745-0003 | Plumbing | Uponor | Pipework | PP-RCT 90 Elbow Short Radius, Mechanical, SDR 17.6 | 10 | PP-RCT | SDR 17.6 | Butt Fusion | PR1747690100 | Fitting | None | eV-211010-0745-0003 | - | PR1747690100 | - | -
eV-211010-0745-0004 | Plumbing | Uponor | Pipework | PP-RCT 90 Elbow Short Radius, Mechanical, SDR 17.6 | 12 | PP-RCT | SDR 17.6 | Butt Fusion | PR1747690120 | Fitting | None | eV-211010-0745-0004 | - | PR1747690120 | - | -
eV-211010-0755-0001 | Plumbing | Uponor | Pipework | PP-RCT 90 Elbow Short Radius, Mechanical, SDR 11 | 6 | PP-RCT | SDR 11 | Butt Fusion | PR114769061 | Fitting | None | eV-211010-0755-0001 | - | PR114769061 | - | -
eV-211010-0755-0002 | Plumbing | Uponor | Pipework | PP-RCT 90 Elbow Short Radius, Mechanical, SDR 11 | 8 | PP-RCT | SDR 11 | Butt Fusion | PR114769081 | Fitting | None | eV-211010-0755-0002 | - | PR114769081 | - | -
eV-211010-0755-0003 | Plumbing | Uponor | Pipework | PP-RCT 90 Elbow Short Radius, Mechanical, SDR 11 | 10 | PP-RCT | SDR 11 | Butt Fusion | PR114769010 | Fitting | None | eV-211010-0755-0003 | - | PR114769010 | - | -
eV-211010-0755-0004 | Plumbing | Uponor | Pipework | PP-RCT 90 Elbow Short Radius, Mechanical, SDR 11 | 12 | PP-RCT | SDR 11 | Butt Fusion | PR1147690120 | Fitting | None | eV-211010-0755-0004 | - | PR1147690120 | - | -
eV-211010-0759-0001 | Plumbing | Uponor | Pipework | PP-RCT 90 Elbow Short Radius, Mechanical, SDR 9 | 6 | PP-RCT | SDR 9 | Butt Fusion | PR94769061 | Fitting | None | eV-211010-0759-0001 | - | PR94769061 | - | -
eV-211010-0759-0002 | Plumbing | Uponor | Pipework | PP-RCT 90 Elbow Short Radius, Mechanical, SDR 9 | 8 | PP-RCT | SDR 9 | Butt Fusion | PR94769081 | Fitting | None | eV-211010-0759-0002 | - | PR94769081 | - | -
eV-211010-0759-0003 | Plumbing | Uponor | Pipework | PP-RCT 90 Elbow Short Radius, Mechanical, SDR 9 | 10 | PP-RCT | SDR 9 | Butt Fusion | PR94769010 | Fitting | None | eV-211010-0759-0003 | - | PR94769010 | - | -
eV-211010-0759-0004 | Plumbing | Uponor | Pipework | PP-RCT 90 Elbow Short Radius, Mechanical, SDR 9 | 12 | PP-RCT | SDR 9 | Butt Fusion | PR947690120 | Fitting | None | eV-211010-0759-0004 | - | PR947690120 | - | -
eV-211010-0856-0001 | Plumbing | Uponor | Pipework | PP-RCT Transition Saddle | 1-1/2 x 1/2 | PP-RCT |  | Socket x FPT | PR4791550 | Fitting | None | eV-211010-0856-0001 | - | PR4791550 | - | -
eV-211010-0856-0002 | Plumbing | Uponor | Pipework | PP-RCT Transition Saddle | 1-1/2 x 3/4 | PP-RCT |  | Socket x FPT | PR4791575 | Fitting | None | eV-211010-0856-0002 | - | PR4791575 | - | -
eV-211010-0856-0003 | Plumbing | Uponor | Pipework | PP-RCT Transition Saddle | 2 x 1/2 | PP-RCT |  | Socket x FPT | PR4792050 | Fitting | None | eV-211010-0856-0003 | - | PR4792050 | - | -
eV-211010-0856-0004 | Plumbing | Uponor | Pipework | PP-RCT Transition Saddle | 2 x 3/4 | PP-RCT |  | Socket x FPT | PR4792075 | Fitting | None | eV-211010-0856-0004 | - | PR4792075 | - | -
eV-211010-0856-0005 | Plumbing | Uponor | Pipework | PP-RCT Transition Saddle | 2-1/2 x 1/2 | PP-RCT |  | Socket x FPT | PR4792550 | Fitting | None | eV-211010-0856-0005 | - | PR4792550 | - | -
eV-211010-0856-0006 | Plumbing | Uponor | Pipework | PP-RCT Transition Saddle | 2-1/2 x 3/4 | PP-RCT |  | Socket x FPT | PR4792575 | Fitting | None | eV-211010-0856-0006 | - | PR4792575 | - | -
eV-211010-0856-0007 | Plumbing | Uponor | Pipework | PP-RCT Transition Saddle | 2-1/2 x 1 | PP-RCT |  | Socket x FPT | PR4792510 | Fitting | None | eV-211010-0856-0007 | - | PR4792510 | - | -
eV-211010-0856-0008 | Plumbing | Uponor | Pipework | PP-RCT Transition Saddle | 3 x 1/2 | PP-RCT |  | Socket x FPT | PR4793050 | Fitting | None | eV-211010-0856-0008 | - | PR4793050 | - | -
eV-211010-0856-0009 | Plumbing | Uponor | Pipework | PP-RCT Transition Saddle | 3 x 3/4 | PP-RCT |  | Socket x FPT | PR4793075 | Fitting | None | eV-211010-0856-0009 | - | PR4793075 | - | -
eV-211010-0856-0010 | Plumbing | Uponor | Pipework | PP-RCT Transition Saddle | 3 x 1 | PP-RCT |  | Socket x FPT | PR4793010 | Fitting | None | eV-211010-0856-0010 | - | PR4793010 | - | -
eV-211010-0856-0011 | Plumbing | Uponor | Pipework | PP-RCT Transition Saddle | 4 x 1/2 | PP-RCT |  | Socket x FPT | PR4794050 | Fitting | None | eV-211010-0856-0011 | - | PR4794050 | - | -
eV-211010-0856-0012 | Plumbing | Uponor | Pipework | PP-RCT Transition Saddle | 4 x 3/4 | PP-RCT |  | Socket x FPT | PR4794075 | Fitting | None | eV-211010-0856-0012 | - | PR4794075 | - | -
eV-211010-0856-0013 | Plumbing | Uponor | Pipework | PP-RCT Transition Saddle | 4 x 1 | PP-RCT |  | Socket x FPT | PR4794010 | Fitting | None | eV-211010-0856-0013 | - | PR4794010 | - | -
eV-211010-0856-0014 | Plumbing | Uponor | Pipework | PP-RCT Transition Saddle | 6 x 1/2 | PP-RCT |  | Socket x FPT | PR4796050 | Fitting | None | eV-211010-0856-0014 | - | PR4796050 | - | -
eV-211010-0856-0015 | Plumbing | Uponor | Pipework | PP-RCT Transition Saddle | 6 x 3/4 | PP-RCT |  | Socket x FPT | PR4796075 | Fitting | None | eV-211010-0856-0015 | - | PR4796075 | - | -
eV-211010-0856-0016 | Plumbing | Uponor | Pipework | PP-RCT Transition Saddle | 6 x 1 | PP-RCT |  | Socket x FPT | PR4796010 | Fitting | None | eV-211010-0856-0016 | - | PR4796010 | - | -
eV-211010-0856-0017 | Plumbing | Uponor | Pipework | PP-RCT Transition Saddle | 8 x 1/2 | PP-RCT |  | Socket x FPT | PR4798050 | Fitting | None | eV-211010-0856-0017 | - | PR4798050 | - | -
eV-211010-0856-0018 | Plumbing | Uponor | Pipework | PP-RCT Transition Saddle | 8 x 3/4 | PP-RCT |  | Socket x FPT | PR4798075 | Fitting | None | eV-211010-0856-0018 | - | PR4798075 | - | -
eV-211010-0856-0019 | Plumbing | Uponor | Pipework | PP-RCT Transition Saddle | 8 x 1 | PP-RCT |  | Socket x FPT | PR4798010 | Fitting | None | eV-211010-0856-0019 | - | PR4798010 | - | -
eV-211010-0856-0020 | Plumbing | Uponor | Pipework | PP-RCT Transition Saddle | 10 x 1/2 | PP-RCT |  | Socket x FPT | PR47910050 | Fitting | None | eV-211010-0856-0020 | - | PR47910050 | - | -
eV-211010-0856-0021 | Plumbing | Uponor | Pipework | PP-RCT Transition Saddle | 10 x 3/4 | PP-RCT |  | Socket x FPT | PR47910075 | Fitting | None | eV-211010-0856-0021 | - | PR47910075 | - | -
eV-211010-0856-0022 | Plumbing | Uponor | Pipework | PP-RCT Transition Saddle | 10 x 1 | PP-RCT |  | Socket x FPT | PR47910010 | Fitting | None | eV-211010-0856-0022 | - | PR47910010 | - | -
eV-211010-1131-0001 | Plumbing | Uponor | Pipework | ProPEX LF Brass Ball Valve (full port) | 1/2 | Lead Free Brass | - | ProPEX | LF4815050 | Valve | None | eV-211010-1131-0001 | - | LF4815050 | - | -
eV-211010-1131-0002 | Plumbing | Uponor | Pipework | ProPEX LF Brass Ball Valve (full port) | 3/4 | Lead Free Brass | - | ProPEX | LFR4817575 | Valve | None | eV-211010-1131-0002 | - | LFR4817575 | - | -
eV-211010-1131-0003 | Plumbing | Uponor | Pipework | ProPEX LF Brass Ball Valve (full port) | 1 | Lead Free Brass | - | ProPEX | LFR4811010 | Valve | None | eV-211010-1131-0003 | - | LFR4811010 | - | -
Note on B4: Tip: This number needs to be unique.

## Price List
Costing
Price List
ID | Cost | Discount | Units | Date | Status | Description | Size
eV-210518-2348-0001 | 113 | None | (each) | 2022-02-01 | Active | Manifold Ball Valve | 1
eV-210518-2348-0002 | 155 | None | (each) | 2022-02-01 | Active | Manifold Ball Valve | 1-1/4
eV-210519-1009-0001 | 28.1 | None | (each) | 2022-02-01 | Active | Brass Manifold Bushing | R32 x 3/4
eV-210519-1009-0002 | 22.8 | None | (each) | 2022-02-01 | Active | Brass Manifold Bushing | R32 x 1
eV-210519-0912-0001 | 35 | None | (each) | 2022-02-01 | Active | Brass Manifold Adapter | R32 x 3/4
eV-210519-0912-0002 | 29.5 | None | (each) | 2022-02-01 | Active | Brass Manifold Adapter | R32 x 1
eV-210519-0912-0003 | 53 | None | (each) | 2022-02-01 | Active | Brass Manifold Adapter | R32 x 1-1/4
eV-210519-0923-0001 | 32.3 | None | (each) | 2021-02-01 | Active | Brass Manifold Fitting Adapter | R32 x 1
eV-210519-0923-0002 | 27.2 | None | (each) | 2021-02-01 | Active | Brass Manifold Fitting Adapter | R32 x 1-1/4
eV-210519-0923-0003 | 49 | None | (each) | 2021-02-01 | Active | Brass Manifold Fitting Adapter | R32 x 1-1/2
eV-210519-1050-0001 | 11.75 | None | (each) | 2022-02-01 | Active | Manifold Loop End Cap | R20
eV-210519-0954-0001 | 32.6 | None | (each) | 2022-02-01 | Active | Threaded Brass Manifold Straight Adapter | R32 x R20
eV-210519-0954-0002 | 32 | None | (each) | 2022-02-01 | Active | Threaded Brass Manifold Straight Adapter | R32 x R25
eV-210518-0929-0001 | 1.68 | None | (each) | 2022-02-01 | Active | PEX-a Pipe Support | 1/2
eV-210518-0929-0002 | 1.88 | None | (each) | 2022-02-01 | Active | PEX-a Pipe Support | 3/4
eV-210518-0929-0003 | 1.96 | None | (each) | 2022-02-01 | Active | PEX-a Pipe Support | 1
eV-210518-0929-0004 | 2.51 | None | (each) | 2022-02-01 | Active | PEX-a Pipe Support | 1-1/4
eV-210518-0929-0005 | 2.76 | None | (each) | 2022-02-01 | Active | PEX-a Pipe Support | 1-1/2
eV-210518-0929-0006 | 3.21 | None | (each) | 2022-02-01 | Active | PEX-a Pipe Support | 2
eV-210518-0929-0007 | 5.21 | None | (each) | 2022-02-01 | Active | PEX-a Pipe Support | 2-1/2
eV-210518-0929-0008 | 5.49 | None | (each) | 2022-02-01 | Active | PEX-a Pipe Support | 3
eV-210517-1322-0001 | 9.03 | None | (each) | 2022-02-01 | Active | ProPEX Brass Ball Valve | 1/2
eV-210804-1349-0001 | 13.2 | None | (each) | 2022-02-01 | Active | ProPEX Brass Ball Valve | 3/4
eV-210517-1322-0002 | 24.55 | None | (each) | 2022-02-01 | Active | ProPEX Brass Ball Valve | 1
eV-210517-1322-0003 | 60.6 | None | (each) | 2022-02-01 | Active | ProPEX Brass Ball Valve | 1-1/4
eV-210517-1322-0004 | 39.6 | None | (each) | 2022-02-01 | Active | ProPEX Brass Ball Valve | 1-1/2
eV-210517-1322-0005 | 75 | None | (each) | 2022-02-01 | Active | ProPEX Brass Ball Valve | 2
eV-210516-1807-0001 | 11.55 | None | (each) | 2022-02-01 | Active | ProPEX Baseboard Elbow Copper Adapter | 1/2 x 3/4
eV-210516-1807-0002 | 12.3 | None | (each) | 2022-02-01 | Active | ProPEX Baseboard Elbow Copper Adapter | 5/8 x 3/4
eV-210516-1807-0003 | 13.1 | None | (each) | 2022-02-01 | Active | ProPEX Baseboard Elbow Copper Adapter | 3/4
eV-210516-1825-0001 | 11.55 | None | (each) | 2022-02-01 | Active | ProPEX Baseboard Elbow Copper Fitting Adapter | 1/2 x 3/4
eV-210516-1825-0002 | 12.3 | None | (each) | 2022-02-01 | Active | ProPEX Baseboard Elbow Copper Fitting Adapter | 5/8 x 3/4
eV-210516-1825-0003 | 13.1 | None | (each) | 2022-02-01 | Active | ProPEX Baseboard Elbow Copper Fitting Adapter | 3/4
eV-210516-1749-0001 | 13 | None | (each) | 2022-02-01 | Active | 90 Elbow | 5/8
eV-210516-1614-0001 | 8.45 | None | (each) | 2022-02-01 | Active | ProPEX Brass Female Threaded Adapter | 1/2
eV-210516-1614-0002 | 11.5 | None | (each) | 2022-02-01 | Active | ProPEX Brass Female Threaded Adapter | 5/8 x 3/4
eV-210516-1614-0003 | 9.45 | None | (each) | 2022-02-01 | Active | ProPEX Brass Female Threaded Adapter | 3/4
eV-210516-1614-0004 | 30 | None | (each) | 2022-02-01 | Active | ProPEX Brass Female Threaded Adapter | 3/4 x 1
eV-210516-1614-0005 | 20.3 | None | (each) | 2022-02-01 | Active | ProPEX Brass Female Threaded Adapter | 1
eV-210516-1614-0006 | 37.4 | None | (each) | 2022-02-01 | Active | ProPEX Brass Female Threaded Adapter | 1-1/4
eV-210516-1614-0007 | 79.9 | None | (each) | 2022-02-01 | Active | ProPEX Brass Female Threaded Adapter | 1-1/2
eV-210516-1614-0008 | 171 | None | (each) | 2022-02-01 | Active | ProPEX Brass Female Threaded Adapter | 2
eV-210516-1444-0001 | 4.21 | None | (each) | 2022-02-01 | Active | ProPEX Brass Male Threaded Adapter | 1/2
eV-210516-1444-0002 | 11.6 | None | (each) | 2022-02-01 | Active | ProPEX Brass Male Threaded Adapter | 5/8 x 3/4
eV-210516-1444-0003 | 7.65 | None | (each) | 2022-02-01 | Active | ProPEX Brass Male Threaded Adapter | 3/4
eV-210516-1444-0004 | 16.5 | None | (each) | 2022-02-01 | Active | ProPEX Brass Male Threaded Adapter | 1 x 3/4
eV-210516-1444-0005 | 16.5 | None | (each) | 2022-02-01 | Active | ProPEX Brass Male Threaded Adapter | 3/4 x 1
eV-210516-1444-0006 | 15.7 | None | (each) | 2022-02-01 | Active | ProPEX Brass Male Threaded Adapter | 1
eV-210516-1444-0007 | 36.6 | None | (each) | 2022-02-01 | Active | ProPEX Brass Male Threaded Adapter | 1-1/4
eV-210516-1444-0008 | 48.8 | None | (each) | 2022-02-01 | Active | ProPEX Brass Male Threaded Adapter | 1-1/2
eV-210516-1444-0009 | 140 | None | (each) | 2022-02-01 | Active | ProPEX Brass Male Threaded Adapter | 2
eV-210414-1729-0001 | 13 | None | (each) | 2022-02-01 | Active | Plug | 5/8
eV-210516-1213-0001 | 2.96 | None | (each) | 2022-02-01 | Active | ProPEX Brass Sweat Adapter | 1/2
eV-210516-1213-0002 | 10.85 | None | (each) | 2022-02-01 | Active | ProPEX Brass Sweat Adapter | 3/4 x 1/2
eV-210516-1213-0003 | 10.1 | None | (each) | 2022-02-01 | Active | ProPEX Brass Sweat Adapter | 5/8 x 1/2
eV-210516-1213-0004 | 6.6 | None | (each) | 2022-02-01 | Active | ProPEX Brass Sweat Adapter | 3/4
eV-210516-1213-0005 | 7.7 | None | (each) | 2022-02-01 | Active | ProPEX Brass Sweat Adapter | 5/8 x 3/4
eV-210516-1213-0006 | 13.25 | None | (each) | 2022-02-01 | Active | ProPEX Brass Sweat Adapter | 3/4 x 1
eV-210516-1213-0007 | 11 | None | (each) | 2022-02-01 | Active | ProPEX Brass Sweat Adapter | 1
eV-210516-1213-0008 | 30 | None | (each) | 2022-02-01 | Active | ProPEX Brass Sweat Adapter | 1-1/4
eV-210516-1213-0009 | 45.9 | None | (each) | 2022-02-01 | Active | ProPEX Brass Sweat Adapter | 1-1/2
eV-210516-1213-0010 | 126 | None | (each) | 2022-02-01 | Active | ProPEX Brass Sweat Adapter | 2
eV-210516-1836-0001 | 2.9 | None | (each) | 2022-02-01 | Active | ProPEX Brass Fitting Adapter | 1/2
eV-210516-1836-0002 | 7.25 | None | (each) | 2022-02-01 | Active | ProPEX Brass Fitting Adapter | 5/8 x 1/2
eV-210516-1836-0003 | 6.6 | None | (each) | 2022-02-01 | Active | ProPEX Brass Fitting Adapter | 5/8 x 3/4
eV-210516-1836-0004 | 11.8 | None | (each) | 2022-02-01 | Active | ProPEX Brass Fitting Adapter | 3/4 x 1/2
eV-210516-1836-0005 | 6.3 | None | (each) | 2022-02-01 | Active | ProPEX Brass Fitting Adapter | 3/4
eV-210516-1836-0006 | 12.8 | None | (each) | 2022-02-01 | Active | ProPEX Brass Fitting Adapter | 3/4 x 1
eV-210516-1836-0007 | 11.95 | None | (each) | 2022-02-01 | Active | ProPEX Brass Fitting Adapter | 1
eV-210516-1836-0008 | 26.5 | None | (each) | 2022-02-01 | Active | ProPEX Brass Fitting Adapter | 1-1/4
eV-210516-1836-0009 | 43.6 | None | (each) | 2022-02-01 | Active | ProPEX Brass Fitting Adapter | 1-1/2
eV-210516-1836-0010 | 122 | None | (each) | 2022-02-01 | Active | ProPEX Brass Fitting Adapter | 2
eV-210402-1009-0001 | 21.95 | None | (each) | 2022-02-01 | Active | ProPEX EP 45 Elbow | 1-1/2
eV-210402-1009-0002 | 78.8 | None | (each) | 2022-02-01 | Active | ProPEX EP 45 Elbow | 2
eV-210402-1009-0003 | 126 | None | (each) | 2022-02-01 | Active | ProPEX EP 45 Elbow | 2-1/2
eV-210402-1009-0004 | 185 | None | (each) | 2022-02-01 | Active | ProPEX EP 45 Elbow | 3
eV-210402-0953-001 | 2.5 | None | (each) | 2022-02-01 | Active | ProPEX EP Coupling | 3/8 x 3/8
eV-210402-0953-002 | 2.65 | None | (each) | 2022-02-01 | Active | ProPEX EP Coupling | 1/2 x 1/2
eV-210402-0953-003 | 3.15 | None | (each) | 2022-02-01 | Active | ProPEX EP Coupling | 3/4 x 3/4
eV-210402-0953-004 | 5.55 | None | (each) | 2022-02-01 | Active | ProPEX EP Coupling | 1/2 x 3/4
eV-210402-0953-005 | 4.67 | None | (each) | 2022-02-01 | Active | ProPEX EP Coupling | 1 x 1
eV-210402-0953-006 | 7.2 | None | (each) | 2022-02-01 | Active | ProPEX EP Coupling | 3/4 x 1
eV-210402-0953-007 | 10.15 | None | (each) | 2022-02-01 | Active | ProPEX EP Coupling | 1-1/4 x 3/4
eV-210402-0953-008 | 10.65 | None | (each) | 2022-02-01 | Active | ProPEX EP Coupling | 1-1/4 x 1
eV-210402-0953-009 | 12 | None | (each) | 2022-02-01 | Active | ProPEX EP Coupling | 1-1/4 x 1-1/4
eV-210402-0953-010 | 12.75 | None | (each) | 2022-02-01 | Active | ProPEX EP Coupling | 1-1/2 x 3/4
eV-210402-0953-011 | 13.1 | None | (each) | 2022-02-01 | Active | ProPEX EP Coupling | 1-1/2 x 1
eV-210402-0953-012 | 13.25 | None | (each) | 2022-02-01 | Active | ProPEX EP Coupling | 1-1/2 x 1-1/4
eV-210402-0953-013 | 13.45 | None | (each) | 2022-02-01 | Active | ProPEX EP Coupling | 1-1/2 x 1-1/2
eV-210402-0953-014 | 43.7 | None | (each) | 2022-02-01 | Active | ProPEX EP Coupling | 2 x 1-1/2
eV-210402-0953-015 | 55.9 | None | (each) | 2022-02-01 | Active | ProPEX EP Coupling | 2 x 2
eV-210402-0953-016 | 86 | None | (each) | 2022-02-01 | Active | ProPEX EP Coupling | 2-1/2 x 1-1/4
eV-210402-0953-017 | 88.4 | None | (each) | 2022-02-01 | Active | ProPEX EP Coupling | 2-1/2 x 1-1/2
eV-210402-0953-018 | 90.1 | None | (each) | 2022-02-01 | Active | ProPEX EP Coupling | 2-1/2 x 2
eV-210402-0953-019 | 90.9 | None | (each) | 2022-02-01 | Active | ProPEX EP Coupling | 2-1/2 x 2-1/2
eV-210402-0953-020 | 110 | None | (each) | 2022-02-01 | Active | ProPEX EP Coupling | 3 x 2
eV-210402-0953-021 | 112 | None | (each) | 2022-02-01 | Active | ProPEX EP Coupling | 3 x 2-1/2
eV-210402-0953-022 | 118 | None | (each) | 2022-02-01 | Active | ProPEX EP Coupling | 3 x 3
eV-210402-1001-0001 | 3.26 | None | (each) | 2022-02-01 | Active | ProPEX EP Elbow | 1/2
eV-210402-1001-0002 | 4.11 | None | (each) | 2022-02-01 | Active | ProPEX EP Elbow | 3/4
eV-210402-1001-0003 | 8.55 | None | (each) | 2022-02-01 | Active | ProPEX EP Elbow | 1
eV-210402-1001-0004 | 18.1 | None | (each) | 2022-02-01 | Active | ProPEX EP Elbow | 1-1/4
eV-210402-1001-0005 | 24.05 | None | (each) | 2022-02-01 | Active | ProPEX EP Elbow | 1-1/2
eV-210402-1001-0006 | 78.8 | None | (each) | 2022-02-01 | Active | ProPEX EP Elbow | 2
eV-210402-1001-0007 | 126 | None | (each) | 2022-02-01 | Active | ProPEX EP Elbow | 2-1/2
eV-210402-1001-0008 | 185 | None | (each) | 2022-02-01 | Active | ProPEX EP Elbow | 3
eV-210416-0919-0001 | 19.4 | None | (each) | 2022-02-01 | Active | Elbow Water Meter Fitting | 3/4 x 1
eV-210416-0919-0002 | 22.55 | None | (each) | 2022-02-01 | Active | Elbow Water Meter Fitting | 1 x 1-1/4
eV-210401-1733-0001 | 27.7 | None | (each) | 2022-02-01 | Active | Opposing-Port Tee | 1 x 1 x 3/4 x 3/4
eV-210401-1733-0002 | 34.1 | None | (each) | 2022-02-01 | Active | Opposing-Port Tee | 1-1/4 x 1-1/4 x 3/4 x 3/4
eV-210401-1733-0003 | 57.1 | None | (each) | 2022-02-01 | Active | Opposing-Port Tee | 1-1/2 x 1-1/2 x 3/4 x 3/4
eV-210401-1733-0004 | 89 | None | (each) | 2022-02-01 | Active | Opposing-Port Tee | 2 x 2 x 3/4 x 3/4
eV-210414-0754-0001 | 2.1 | None | (each) | 2022-02-01 | Active | ProPEX EP Plug | 1/2
eV-210414-0754-0002 | 3.25 | None | (each) | 2022-02-01 | Active | ProPEX EP Plug | 3/4
eV-210414-0754-0003 | 4.32 | None | (each) | 2022-02-01 | Active | ProPEX EP Plug | 1
eV-210414-0754-0004 | 20.3 | None | (each) | 2022-02-01 | Active | ProPEX EP Plug | 1-1/4
eV-210414-0754-0005 | 31.6 | None | (each) | 2022-02-01 | Active | ProPEX EP Plug | 1-1/2
eV-210414-0754-0006 | 35.6 | None | (each) | 2022-02-01 | Active | ProPEX EP Plug | 2
eV-210402-0909-001 | 10.5 | None | (each) | 2022-02-01 | Active | ProPEX EP Reducing Tee | 1/2 x 1/2 x 3/4
eV-210402-0909-002 | 5.1 | None | (each) | 2022-02-01 | Active | ProPEX EP Reducing Tee | 3/4 x 1/2 x 1/2
eV-210402-0909-003 | 5.3 | None | (each) | 2022-02-01 | Active | ProPEX EP Reducing Tee | 3/4 x 1/2 x 3/4
eV-210402-0909-004 | 4.32 | None | (each) | 2022-02-01 | Active | ProPEX EP Reducing Tee | 3/4 x 3/4 x 1/2
eV-210402-0909-005 | 15.7 | None | (each) | 2022-02-01 | Active | ProPEX EP Reducing Tee | 3/4 x 3/4 x 1
eV-210402-0909-006 | 16.55 | None | (each) | 2022-02-01 | Active | ProPEX EP Reducing Tee | 1 x 1/2 x 1
eV-210402-0909-007 | 10.3 | None | (each) | 2022-02-01 | Active | ProPEX EP Reducing Tee | 1 x 3/4 x 1/2
eV-210402-0909-008 | 9.4 | None | (each) | 2022-02-01 | Active | ProPEX EP Reducing Tee | 1 x 3/4 x 3/4
eV-210402-0909-009 | 11.65 | None | (each) | 2022-02-01 | Active | ProPEX EP Reducing Tee | 1 x 3/4 x 1
eV-210402-0909-010 | 31.4 | None | (each) | 2022-02-01 | Active | ProPEX EP Reducing Tee | 1 x 3/4 x 1-1/4
eV-210402-0909-011 | 8.85 | None | (each) | 2022-02-01 | Active | ProPEX EP Reducing Tee | 1 x 1 x 1/2
eV-210402-0909-012 | 9.75 | None | (each) | 2022-02-01 | Active | ProPEX EP Reducing Tee | 1 x 1 x 3/4
eV-210402-0909-013 | 37.9 | None | (each) | 2022-02-01 | Active | ProPEX EP Reducing Tee | 1 x 1 x 1-1/4
eV-210402-0909-014 | 25.8 | None | (each) | 2022-02-01 | Active | ProPEX EP Reducing Tee | 1-1/4 x 3/4 x 3/4
eV-210402-0909-015 | 28.9 | None | (each) | 2022-02-01 | Active | ProPEX EP Reducing Tee | 1-1/4 x 3/4 x 1
eV-210402-0909-016 | 33.3 | None | (each) | 2022-02-01 | Active | ProPEX EP Reducing Tee | 1-1/4 x 3/4 x 1-1/4
eV-210402-0909-017 | 16.3 | None | (each) | 2022-02-01 | Active | ProPEX EP Reducing Tee | 1-1/4 x 1 x 3/4
eV-210402-0909-018 | 19.15 | None | (each) | 2022-02-01 | Active | ProPEX EP Reducing Tee | 1-1/4 x 1 x 1
eV-210402-0909-019 | 15.15 | None | (each) | 2022-02-01 | Active | ProPEX EP Reducing Tee | 1-1/4 x 1-1/4 x 3/4
eV-210402-0909-020 | 19.3 | None | (each) | 2022-02-01 | Active | ProPEX EP Reducing Tee | 1-1/4 x 1-1/4 x 1/2
eV-210402-0909-021 | 19.75 | None | (each) | 2022-02-01 | Active | ProPEX EP Reducing Tee | 1-1/4 x 1-1/4 x 1
eV-210402-0909-022 | 33.4 | None | (each) | 2022-02-01 | Active | ProPEX EP Reducing Tee | 1-1/2 x 3/4 x 3/4
eV-210402-0909-023 | 33.3 | None | (each) | 2022-02-01 | Active | ProPEX EP Reducing Tee | 1-1/2 x 3/4 x 1-1/2
eV-210402-0909-024 | 23.95 | None | (each) | 2022-02-01 | Active | ProPEX EP Reducing Tee | 1-1/2 x 1 x 3/4
eV-210402-0909-025 | 23.95 | None | (each) | 2022-02-01 | Active | ProPEX EP Reducing Tee | 1-1/2 x 1 x 1
eV-210402-0909-026 | 25.5 | None | (each) | 2022-02-01 | Active | ProPEX EP Reducing Tee | 1-1/2 x 1 x 1-1/2
eV-210402-0909-027 | 27.4 | None | (each) | 2022-02-01 | Active | ProPEX EP Reducing Tee | 1-1/2 x 1-1/4 x 3/4
eV-210402-0909-028 | 28.3 | None | (each) | 2022-02-01 | Active | ProPEX EP Reducing Tee | 1-1/2 x 1-1/4 x 1
eV-210402-0909-029 | 30.2 | None | (each) | 2022-02-01 | Active | ProPEX EP Reducing Tee | 1-1/2 x 1-1/4 x 1-1/4
eV-210402-0909-030 | 21.75 | None | (each) | 2022-02-01 | Active | ProPEX EP Reducing Tee | 1-1/2 x 1-1/2 x 1/2
eV-210402-0909-031 | 25.7 | None | (each) | 2022-02-01 | Active | ProPEX EP Reducing Tee | 1-1/2 x 1-1/2 x 3/4
eV-210402-0909-032 | 26.5 | None | (each) | 2022-02-01 | Active | ProPEX EP Reducing Tee | 1-1/2 x 1-1/2 x 1
eV-210402-0909-033 | 27.2 | None | (each) | 2022-02-01 | Active | ProPEX EP Reducing Tee | 1-1/2 x 1-1/2 x 1-1/4
eV-210402-0909-034 | 73.5 | None | (each) | 2022-02-01 | Active | ProPEX EP Reducing Tee | 2 x 1 x 1
eV-210402-0909-035 | 85.7 | None | (each) | 2022-02-01 | Active | ProPEX EP Reducing Tee | 2 x 1-1/2 x 1
eV-210402-0909-036 | 74.7 | None | (each) | 2022-02-01 | Active | ProPEX EP Reducing Tee | 2 x 1-1/2 x 1-1/4
eV-210402-0909-037 | 92.4 | None | (each) | 2022-02-01 | Active | ProPEX EP Reducing Tee | 2 x 1-1/2 x 1-1/2
eV-210402-0909-038 | 93 | None | (each) | 2022-02-01 | Active | ProPEX EP Reducing Tee | 2 x 1-1/2 x 3/4
eV-210402-0909-039 | 92 | None | (each) | 2022-02-01 | Active | ProPEX EP Reducing Tee | 2 x 1-1/2 x 2
eV-210402-0909-040 | 81 | None | (each) | 2022-02-01 | Active | ProPEX EP Reducing Tee | 2 x 2 x 1/2
eV-210402-0909-041 | 81.7 | None | (each) | 2022-02-01 | Active | ProPEX EP Reducing Tee | 2 x 2 x 3/4
eV-210402-0909-042 | 80.1 | None | (each) | 2022-02-01 | Active | ProPEX EP Reducing Tee | 2 x 2 x 1
eV-210402-0909-043 | 94.1 | None | (each) | 2022-02-01 | Active | ProPEX EP Reducing Tee | 2 x 2 x 1-1/4
eV-210402-0909-044 | 84.1 | None | (each) | 2022-02-01 | Active | ProPEX EP Reducing Tee | 2 x 2 x 1-1/2
eV-210402-0909-045 | 142 | None | (each) | 2022-02-01 | Active | ProPEX EP Reducing Tee | 2-1/2 x 2 x 1-1/2
eV-210402-0909-046 | 142 | None | (each) | 2022-02-01 | Active | ProPEX EP Reducing Tee | 2-1/2 x 2 x 2
eV-210402-0909-047 | 115 | None | (each) | 2022-02-01 | Active | ProPEX EP Reducing Tee | 2-1/2 x 2-1/2 x 3/4
eV-210402-0909-048 | 132 | None | (each) | 2022-02-01 | Active | ProPEX EP Reducing Tee | 2-1/2 x 2-1/2 x 1
eV-210402-0909-049 | 142 | None | (each) | 2022-02-01 | Active | ProPEX EP Reducing Tee | 2-1/2 x 2-1/2 x 1-1/4
eV-210402-0909-050 | 142 | None | (each) | 2022-02-01 | Active | ProPEX EP Reducing Tee | 2-1/2 x 2-1/2 x 1-1/2
eV-210402-0909-051 | 142 | None | (each) | 2022-02-01 | Active | ProPEX EP Reducing Tee | 2-1/2 x 2-1/2 x 2
eV-210402-0909-052 | 195 | None | (each) | 2022-02-01 | Active | ProPEX EP Reducing Tee | 3 x 2 x 2
eV-210402-0909-053 | 191 | None | (each) | 2022-02-01 | Active | ProPEX EP Reducing Tee | 3 x 2-1/2 x 1-1/2
eV-210402-0909-054 | 218 | None | (each) | 2022-02-01 | Active | ProPEX EP Reducing Tee | 3 x 2-1/2 x 2
eV-210402-0909-055 | 164 | None | (each) | 2022-02-01 | Active | ProPEX EP Reducing Tee | 3 x 3 x 3/4
eV-210402-0909-056 | 164 | None | (each) | 2022-02-01 | Active | ProPEX EP Reducing Tee | 3 x 3 x 1
eV-210402-0909-057 | 174 | None | (each) | 2022-02-01 | Active | ProPEX EP Reducing Tee | 3 x 3 x 1-1/4
eV-210402-0909-058 | 185 | None | (each) | 2022-02-01 | Active | ProPEX EP Reducing Tee | 3 x 3 x 1-1/2
eV-210402-0909-059 | 218 | None | (each) | 2022-02-01 | Active | ProPEX EP Reducing Tee | 3 x 3 x 2
eV-210402-0909-060 | 239 | None | (each) | 2022-02-01 | Active | ProPEX EP Reducing Tee | 3 x 3 x 2-1/2
eV-210416-0852-0001 | 17.4 | None | (each) | 2022-02-01 | Active | Straight Water Meter Fitting | 3/4 x 1
eV-210416-0852-0002 | 20 | None | (each) | 2022-02-01 | Active | Straight Water Meter Fitting | 1 x 1-1/4
eV-210518-0733-0001 | 5.15 | None | (each) | 2022-02-01 | Active | Swivel Faucet Adapter | 1/2
eV-210416-1019-0001 | 3.31 | None | (each) | 2022-02-01 | Active | ProPEX EP Tee | 1/2
eV-210416-1019-0002 | 5.3 | None | (each) | 2022-02-01 | Active | ProPEX EP Tee | 3/4
eV-210416-1019-0003 | 9.65 | None | (each) | 2022-02-01 | Active | ProPEX EP Tee | 1
eV-210416-1019-0004 | 21.6 | None | (each) | 2022-02-01 | Active | ProPEX EP Tee | 1-1/4
eV-210416-1019-0005 | 30.1 | None | (each) | 2022-02-01 | Active | ProPEX EP Tee | 1-1/2
eV-210416-1019-0006 | 97.1 | None | (each) | 2022-02-01 | Active | ProPEX EP Tee | 2
eV-210416-1019-0007 | 161 | None | (each) | 2022-02-01 | Active | ProPEX EP Tee | 2-1/2
eV-210416-1019-0008 | 262 | None | (each) | 2022-02-01 | Active | ProPEX EP Tee | 3
eV-210519-1115-0001 | 14.3 | None | (each) | 2022-02-01 | Active | ProPEX Fitting Assembly | R20 x 3/8
eV-210519-1115-0002 | 12.15 | None | (each) | 2022-02-01 | Active | ProPEX Fitting Assembly | R20 x 1/2
eV-210519-1115-0003 | 14.45 | None | (each) | 2022-02-01 | Active | ProPEX Fitting Assembly | R20 x 5/8
eV-210519-1115-0004 | 23.65 | None | (each) | 2022-02-01 | Active | ProPEX Fitting Assembly | R20 x 3/4
eV-210519-1115-0005 | 19.3 | None | (each) | 2022-02-01 | Active | ProPEX Fitting Assembly | R25 x 5/8
eV-210519-1115-0006 | 28.2 | None | (each) | 2022-02-01 | Active | ProPEX Fitting Assembly | R25 x 3/4
eV-210517-0900-0001 | 23.9 | None | (each) | 2021-02-01 | Active | ProPEX LF Brass Ball Valve | 1/2
eV-210517-0900-0002 | 28.9 | None | (each) | 2022-02-01 | Active | ProPEX LF Brass Ball Valve | 3/4
eV-210517-1255-0001 | 21 | None | (each) | 2022-02-01 | Active | ProPEX LF Brass Ball Valve Copper Adapter | 1/2
eV-210517-1255-0002 | 37.2 | None | (each) | 2022-02-01 | Active | ProPEX LF Brass Ball Valve Copper Adapter | 3/4
eV-210517-1255-0002 | 34.2 | None | (each) | 2022-02-01 | Active | ProPEX LF Brass Ball Valve, PEX x MIP | 1/2
eV-210408-1437-0001 | 15.5 | None | (each) | 2022-02-01 | Active | ProPEX LF Brass Commercial Ball Valve (full port) SS Ball and Stem | 1/2
eV-210408-1437-0002 | 19.9 | None | (each) | 2022-02-01 | Active | ProPEX LF Brass Commercial Ball Valve (full port) SS Ball and Stem | 3/4
eV-210408-1437-0003 | 35.2 | None | (each) | 2022-02-01 | Active | ProPEX LF Brass Commercial Ball Valve (full port) SS Ball and Stem | 1
eV-210408-1437-0004 | 44.15 | None | (each) | 2022-02-01 | Active | ProPEX LF Brass Commercial Ball Valve (full port) SS Ball and Stem | 1-1/4
eV-210408-1437-0005 | 118 | None | (each) | 2022-02-01 | Active | ProPEX LF Brass Commercial Ball Valve (full port) SS Ball and Stem | 1-1/2
eV-210408-1437-0006 | 150 | None | (each) | 2022-02-01 | Active | ProPEX LF Brass Commercial Ball Valve (full port) SS Ball and Stem | 2
eV-210516-1540-0001 | 13.05 | None | (each) | 2022-02-01 | Active | ProPEX LF Brass Coupling | 3/8 x 1/2
eV-210516-1658-0001 | 14.8 | None | (each) | 2022-02-01 | Active | ProPEX LF Brass Coupling | 1/2
eV-210516-1658-0002 | 24.5 | None | (each) | 2022-02-01 | Active | ProPEX LF Brass Coupling | 3/4
eV-210516-1711-0001 | 38.6 | None | (each) | 2022-02-01 | Active | ProPEX LF Brass Coupling | 1
eV-210405-1300-0001 | 78.9 | None | (each) | 2022-02-01 | Active | ProPEX LF Brass x CPVC Socket Adapter | 1-1/4
eV-210405-1300-0002 | 102 | None | (each) | 2022-02-01 | Active | ProPEX LF Brass x CPVC Socket Adapter | 1-1/2
eV-210405-1300-0003 | 167 | None | (each) | 2022-02-01 | Active | ProPEX LF Brass x CPVC Socket Adapter | 2
eV-210405-2254-0001 | 78.9 | None | (each) | 2022-02-01 | Active | ProPEX LF Brass x CPVC Spigot Adapter | 1-1/4
eV-210405-2254-0002 | 102 | None | (each) | 2022-02-01 | Active | ProPEX LF Brass x CPVC Spigot Adapter | 1-1/2
eV-210405-2254-0003 | 167 | None | (each) | 2022-02-01 | Active | ProPEX LF Brass x CPVC Spigot Adapter | 2
eV-210406-1337-0001 | 25.1 | None | (each) | 2022-02-01 | Active | ProPEX LF Brass Drop Ear Elbow | 1/2 x 3/8
eV-210406-1337-0002 | 19.9 | None | (each) | 2022-02-01 | Active | ProPEX LF Brass Drop Ear Elbow | 1/2
eV-210406-1337-0003 | 43.7 | None | (each) | 2022-02-01 | Active | ProPEX LF Brass Drop Ear Elbow | 3/4
eV-210406-1337-0004 | 65.5 | None | (each) | 2022-02-01 | Active | ProPEX LF Brass Drop Ear Elbow | 1
eV-210516-1624-0001 | 9.45 | None | (each) | 2022-02-01 | Active | ProPEX LF Brass Elbow | 1/2
eV-210516-1624-0002 | 15.6 | None | (each) | 2022-02-01 | Active | ProPEX LF Brass Elbow | 3/4
eV-210516-1645-0001 | 16.05 | None | (each) | 2022-02-01 | Active | ProPEX LF Brass Elbow, PEX x Male CU | 1/2
eV-210516-1633-0001 | 17.15 | None | (each) | 2022-02-01 | Active | ProPEX LF Brass Elbow, PEX x MIP | 1/2
eV-210402-2250-0001 | 15.15 | None | (each) | 2022-02-01 | Active | ProPEX LF Brass Female Threaded Adapter | 1/2
eV-210402-2250-0002 | 17 | None | (each) | 2022-02-01 | Active | ProPEX LF Brass Female Threaded Adapter | 3/4
eV-210402-2250-0003 | 25.3 | None | (each) | 2022-02-01 | Active | ProPEX LF Brass Female Threaded Adapter | 1/2 x 3/4
eV-210402-2250-0004 | 53.9 | None | (each) | 2022-02-01 | Active | ProPEX LF Brass Female Threaded Adapter | 3/4 x 1
eV-210402-2250-0005 | 36.9 | None | (each) | 2022-02-01 | Active | ProPEX LF Brass Female Threaded Adapter | 1
eV-210402-2250-0006 | 67.4 | None | (each) | 2022-02-01 | Active | ProPEX LF Brass Female Threaded Adapter | 1-1/4
eV-210402-2250-0007 | 146 | None | (each) | 2022-02-01 | Active | ProPEX LF Brass Female Threaded Adapter | 1-1/2
eV-210402-2250-0008 | 299 | None | (each) | 2022-02-01 | Active | ProPEX LF Brass Female Threaded Adapter | 2
eV-210406-1312-0001 | 625 | None | (each) | 2022-02-01 | Active | ProPEX LF Brass Flange Adapter Kit, (150 lb.) | 2-1/2
eV-210406-1312-0002 | 835 | None | (each) | 2022-02-01 | Active | ProPEX LF Brass Flange Adapter Kit, (150 lb.) | 3
eV-210402-1400-0001 | 14.9 | None | (each) | 2022-02-01 | Active | ProPEX LF Brass Male Threaded Adapter | 3/8 x 1/2
eV-210402-1400-0002 | 7.35 | None | (each) | 2022-02-01 | Active | ProPEX LF Brass Male Threaded Adapter | 1/2
eV-210402-1400-0003 | 19.1 | None | (each) | 2022-02-01 | Active | ProPEX LF Brass Male Threaded Adapter | 1/2 x 3/4
eV-210402-1400-0004 | 13.25 | None | (each) | 2022-02-01 | Active | ProPEX LF Brass Male Threaded Adapter | 3/4
eV-210402-1400-0005 | 28.6 | None | (each) | 2022-02-01 | Active | ProPEX LF Brass Male Threaded Adapter | 3/4 x 1
eV-210402-1400-0006 | 27.3 | None | (each) | 2022-02-01 | Active | ProPEX LF Brass Male Threaded Adapter | 1
eV-210402-1400-0007 | 28.6 | None | (each) | 2022-02-01 | Active | ProPEX LF Brass Male Threaded Adapter | 1 x 3/4
eV-210402-1400-0008 | 63.4 | None | (each) | 2022-02-01 | Active | ProPEX LF Brass Male Threaded Adapter | 1-1/4
eV-210402-1400-0009 | 84.5 | None | (each) | 2022-02-01 | Active | ProPEX LF Brass Male Threaded Adapter | 1-1/2
eV-210402-1400-0010 | 234 | None | (each) | 2022-02-01 | Active | ProPEX LF Brass Male Threaded Adapter | 2
eV-210402-1400-0011 | 505 | None | (each) | 2022-02-01 | Active | ProPEX LF Brass Male Threaded Adapter | 2-1/2
eV-210402-1400-0012 | 745 | None | (each) | 2022-02-01 | Active | ProPEX LF Brass Male Threaded Adapter | 3
eV-210405-1915-0001 | 8.9 | None | (each) | 2022-02-01 | Active | ProPEX LF Brass Copper Press Adapter | 1/2
eV-210405-1915-0002 | 15.8 | None | (each) | 2022-02-01 | Active | ProPEX LF Brass Copper Press Adapter | 3/4
eV-210405-1915-0003 | 26.5 | None | (each) | 2022-02-01 | Active | ProPEX LF Brass Copper Press Adapter | 1
eV-210405-1915-0004 | 39.6 | None | (each) | 2022-02-01 | Active | ProPEX LF Brass Copper Press Adapter | 1-1/4
eV-210405-1915-0005 | 52.4 | None | (each) | 2022-02-01 | Active | ProPEX LF Brass Copper Press Adapter | 1-1/2
eV-210405-1915-0006 | 110 | None | (each) | 2022-02-01 | Active | ProPEX LF Brass Copper Press Adapter | 2
eV-210405-1915-0007 | 285 | None | (each) | 2022-02-01 | Active | ProPEX LF Brass Copper Press Adapter | 2-1/2
eV-210405-1915-0008 | 366 | None | (each) | 2022-02-01 | Active | ProPEX LF Brass Copper Press Adapter | 3
eV-210405-2122-0001 | 8.9 | None | (each) | 2022-02-01 | Active | ProPEX LF Brass Copper Press Fitting Adapter | 1/2
eV-210405-2122-0002 | 15.8 | None | (each) | 2022-02-01 | Active | ProPEX LF Brass Copper Press Fitting Adapter | 3/4
eV-210405-2122-0003 | 26.5 | None | (each) | 2022-02-01 | Active | ProPEX LF Brass Copper Press Fitting Adapter | 1
eV-210405-2122-0004 | 41.2 | None | (each) | 2022-02-01 | Active | ProPEX LF Brass Copper Press Fitting Adapter | 1-1/4
eV-210405-2122-0005 | 54.4 | None | (each) | 2022-02-01 | Active | ProPEX LF Brass Copper Press Fitting Adapter | 1-1/2
eV-210405-2122-0006 | 115 | None | (each) | 2022-02-01 | Active | ProPEX LF Brass Copper Press Fitting Adapter | 2
eV-210405-2122-0007 | 296 | None | (each) | 2022-02-01 | Active | ProPEX LF Brass Copper Press Fitting Adapter | 2-1/2
eV-210405-2122-0008 | 380 | None | (each) | 2022-02-01 | Active | ProPEX LF Brass Copper Press Fitting Adapter | 3
eV-210516-1737-0001 | 35.3 | None | (each) | 2022-02-01 | Active | ProPEX LF Brass Reducing Tee | 3/4 x 3/4 x 1
eV-210518-1023-0001 | 11.95 | None | (each) | 2022-02-01 | Active | ProPEX LF Brass Straight Stop Valve | 1/2
eV-210405-0859-0001 | 11.5 | None | (each) | 2022-02-01 | Active | ProPEX LF Brass Sweat Adapter | 3/8 x 1/2
eV-210405-0859-0002 | 5.05 | None | (each) | 2022-02-01 | Active | ProPEX LF Brass Sweat Adapter | 1/2
eV-210405-0859-0003 | 10.1 | None | (each) | 2022-02-01 | Active | ProPEX LF Brass Sweat Adapter | 1/2 x 3/4
eV-210405-0859-0004 | 18.7 | None | (each) | 2022-02-01 | Active | ProPEX LF Brass Sweat Adapter | 3/4 x 1/2
eV-210405-0859-0005 | 11.5 | None | (each) | 2022-02-01 | Active | ProPEX LF Brass Sweat Adapter | 3/4
eV-210405-0859-0006 | 23 | None | (each) | 2022-02-01 | Active | ProPEX LF Brass Sweat Adapter | 3/4 x 1
eV-210405-0859-0007 | 19.05 | None | (each) | 2022-02-01 | Active | ProPEX LF Brass Sweat Adapter | 1
eV-210405-0859-0008 | 51.9 | None | (each) | 2022-02-01 | Active | ProPEX LF Brass Sweat Adapter | 1-1/4
eV-210405-0859-0009 | 79.5 | None | (each) | 2022-02-01 | Active | ProPEX LF Brass Sweat Adapter | 1-1/2
eV-210405-0859-0010 | 211 | None | (each) | 2022-02-01 | Active | ProPEX LF Brass Sweat Adapter | 2
eV-210405-0859-0011 | 434 | None | (each) | 2022-02-01 | Active | ProPEX LF Brass Sweat Adapter | 2-1/2
eV-210405-0859-0012 | 695 | None | (each) | 2022-02-01 | Active | ProPEX LF Brass Sweat Adapter | 3
eV-210405-0927-0001 | 4.91 | None | (each) | 2022-02-01 | Active | ProPEX LF Brass Sweat Fitting Adapter | 1/2
eV-210405-0927-0002 | 10 | None | (each) | 2022-02-01 | Active | ProPEX LF Brass Sweat Fitting Adapter | 1/2 x 3/4
eV-210405-0927-0003 | 10.85 | None | (each) | 2022-02-01 | Active | ProPEX LF Brass Sweat Fitting Adapter | 3/4
eV-210405-0927-0004 | 20.45 | None | (each) | 2022-02-01 | Active | ProPEX LF Brass Sweat Fitting Adapter | 3/4 x 1/2
eV-210405-0927-0005 | 22.1 | None | (each) | 2022-02-01 | Active | ProPEX LF Brass Sweat Fitting Adapter | 3/4 x 1
eV-210405-0927-0006 | 20.8 | None | (each) | 2022-02-01 | Active | ProPEX LF Brass Sweat Fitting Adapter | 1
eV-210405-0927-0007 | 46 | None | (each) | 2022-02-01 | Active | ProPEX LF Brass Sweat Fitting Adapter | 1-1/4
eV-210405-0927-0008 | 75.5 | None | (each) | 2022-02-01 | Active | ProPEX LF Brass Sweat Fitting Adapter | 1-1/2
eV-210405-0927-0009 | 211 | None | (each) | 2022-02-01 | Active | ProPEX LF Brass Sweat Fitting Adapter | 2
eV-210514-1517-0001 | 13.4 | None | (each) | 2022-02-01 | Active | ProPEX LF Brass Tee | 1/2
eV-210514-1517-0002 | 21.85 | None | (each) | 2022-02-01 | Active | ProPEX LF Brass Tee | 3/4
eV-210514-1517-0003 | 40.3 | None | (each) | 2022-02-01 | Active | ProPEX LF Brass Tee | 1
eV-210415-0858-0003 | 45.7 | None | (each) | 2022-02-01 | Active | ProPEX LF Brass Elbow Water Meter Valve | 3/4 x 1
eV-210415-0858-0004 | 63.6 | None | (each) | 2022-02-01 | Active | ProPEX LF Brass Elbow Water Meter Valve | 1 x 1-1/4
eV-210402-1111-0001 | 106 | None | (each) | 2022-02-01 | Active | ProPEX LF Groove Fitting Adapter | 2
eV-210402-1111-0002 | 102 | None | (each) | 2022-02-01 | Active | ProPEX LF Groove Fitting Adapter | 2 x 2-1/2
eV-210402-1111-0003 | 160 | None | (each) | 2022-02-01 | Active | ProPEX LF Groove Fitting Adapter | 2-1/2
eV-210402-1111-0004 | 198 | None | (each) | 2022-02-01 | Active | ProPEX LF Groove Fitting Adapter | 2-1/2 x 3
eV-210402-1111-0005 | 232 | None | (each) | 2022-02-01 | Active | ProPEX LF Groove Fitting Adapter | 3
eV-210415-0858-0001 | 45.7 | None | (each) | 2022-02-01 | Active | ProPEX LF Brass Straight Water Meter Valve | 3/4 x 1
eV-210415-0858-0002 | 63.6 | None | (each) | 2022-02-01 | Active | ProPEX LF Brass Straight Water Meter Valve | 1 x 1-1/4
eV-210518-2318-0001 | 54.4 | None | (each) | 2022-02-01 | Active | ProPEX Elbow Adapter, Elbow | R32 x 3/4
eV-210518-2318-0002 | 53.6 | None | (each) | 2022-02-01 | Active | ProPEX Elbow Adapter, Elbow | R32 x 1
eV-210518-2318-0003 | 62.4 | None | (each) | 2022-02-01 | Active | ProPEX Elbow Adapter, Elbow | R32 x 1-1/4
eV-210518-2318-0004 | 66.8 | None | (each) | 2022-02-01 | Active | ProPEX Elbow Adapter, Elbow | R32 x 1-1/2
eV-210518-2303-0001 | 43.4 | None | (each) | 2022-02-01 | Active | ProPEX Manifold Straight Adapter | R32 x 3/4
eV-210518-2303-0002 | 38.6 | None | (each) | 2022-02-01 | Active | ProPEX Manifold Straight Adapter | R32 x 1
eV-210518-2303-0003 | 45.1 | None | (each) | 2022-02-01 | Active | ProPEX Manifold Straight Adapter | R32 x 1-1/4
eV-210518-2303-0004 | 47.6 | None | (each) | 2022-02-01 | Active | ProPEX Manifold Straight Adapter | R32 x 1-1/2
eV-210803-0754-0001 | 0.38 | None | (each) | 2022-02-02 | Active | ProPEX Ring | 3/8
eV-210414-0707-0001 | 0.43 | None | (each) | 2022-02-01 | Active | ProPEX Ring with Stop | 1/2
eV-210414-0707-0002 | 0.69 | None | (each) | 2022-02-01 | Active | ProPEX Ring with Stop | 5/8
eV-210414-0707-0003 | 0.85 | None | (each) | 2022-02-01 | Active | ProPEX Ring with Stop | 3/4
eV-210414-0707-0004 | 1.8 | None | (each) | 2022-02-01 | Active | ProPEX Ring with Stop | 1
eV-210414-0707-0005 | 1.98 | None | (each) | 2022-02-01 | Active | ProPEX Ring with Stop | 1-1/4
eV-210414-0707-0006 | 2.62 | None | (each) | 2022-02-01 | Active | ProPEX Ring with Stop | 1-1/2
eV-210414-0707-0007 | 5.25 | None | (each) | 2022-02-01 | Active | ProPEX Ring with Stop | 2
eV-210414-0707-0008 | 6.95 | None | (each) | 2022-02-01 | Active | ProPEX Ring with Stop | 2-1/2
eV-210414-0707-0009 | 11.4 | None | (each) | 2022-02-01 | Active | ProPEX Ring with Stop | 3
eV-210402-1453-0001 | 35.1 | None | (each) | 2022-02-01 | Active | ProPEX Stainless-steel Male Threaded Adapter | 1/2
eV-210402-1453-0002 | 52.5 | None | (each) | 2022-02-01 | Active | ProPEX Stainless-steel Male Threaded Adapter | 3/4
eV-210402-1453-0003 | 78.4 | None | (each) | 2021-02-01 | Active | ProPEX Stainless-steel Male Threaded Adapter | 1
eV-210518-2140-0001 | 13.55 | None | (each) | 2022-02-01 | Active | QS Style Conversion Nipple | R20 x 1/2
eV-210518-2140-0002 | 10.6 | None | (each) | 2022-02-01 | Active | QS Style Conversion Nipple | R20 x 3/4
eV-210518-2140-0003 | 17.1 | None | (each) | 2022-02-01 | Active | QS Style Conversion Nipple | R25 x 3/4
eV-210518-2156-0001 | 12.55 | None | (each) | 2021-02-01 | Active | QS Style Copper Adapter | R20 x 1/2
eV-210518-2156-0002 | 9.75 | None | (each) | 2021-02-01 | Active | QS Style Copper Adapter | R20 x 3/4
eV-210518-2156-0003 | 15.8 | None | (each) | 2021-02-01 | Active | QS Style Copper Adapter | R25 x 3/4
eV-210518-2214-0001 | 13.5 | None | (each) | 2022-02-01 | Active | QS Style Copper Adapter | R20 x 1/2
eV-210518-2214-0002 | 9.1 | None | (each) | 2022-02-01 | Active | QS Style Copper Adapter | R20 x 3/4
eV-210518-2214-0003 | 25.7 | None | (each) | 2022-02-01 | Active | QS Style Copper Adapter | R25 x 3/4
eV-210518-2214-0004 | 15.3 | None | (each) | 2022-02-01 | Active | QS Style Copper Adapter | R25 x 1
eV-210518-2118-0001 | 12.75 | None | (each) | 2022-02-01 | Active | QS Style Coupling Nipple | R20
eV-210518-2118-0002 | 19.9 | None | (each) | 2022-02-01 | Active | QS Style Coupling Nipple | R25
eV-210518-2228-0001 | 33.7 | None | (each) | 2022-02-01 | Active | Repair Coupling | 5/16
eV-210518-1112-0001 | 214 | None | (each) | 2022-02-01 | Active | Thermal Mixing Valve with Union | 1
eV-210518-1043-0001 | 223 | None | (each) | 2022-02-01 | Active | Thermal Zone Valve | 1/2
eV-210413-1021-0001 | 0.01 | None | (each) | 2020-05-20 | Active | TriPRO EP Coupling | 3/8
eV-210413-1021-0002 | 0.01 | None | (each) | 2020-05-20 | Active | TriPRO EP Coupling | 3/8 x 1/2
eV-210414-0746-0001 | 0.01 | None | (each) | 2020-05-20 | Active | TriPRO EP Plug | 3/8
eV-210413-1005-0001 | 0.01 | None | (each) | 2020-05-20 | Active | TriPRO EP Reducing Tee | 3/8 x 3/8 x 1/2
eV-210413-1005-0002 | 0.01 | None | (each) | 2020-05-20 | Active | TriPRO EP Reducing Tee | 3/4 x 3/8 x 3/8
eV-210413-1005-0003 | 0.01 | None | (each) | 2020-05-20 | Active | TriPRO EP Reducing Tee | 3/4 x 1/2 x 3/8
eV-210413-1005-0004 | 0.01 | None | (each) | 2020-05-20 | Active | TriPRO EP Reducing Tee | 3/4 x 3/4 x 3/8
eV-210412-1231-0001 | 0.01 | None | (each) | 2020-05-20 | Active | TriPRO LF Brass Sweat Adapter | 3/8 x 1/2
eV-210412-1226-0001 | 0.01 | None | (each) | 2020-05-20 | Active | TriPRO LF Brass Sweat Fitting Adapter | 3/8 x 1/2
eV-210414-0728-0001 | 0.01 | None | (each) | 2020-05-20 | Active | TriPRO Ring with Stop | 3/8
eV-210401-0859-0001 | 105 | None | (each) | 2022-02-01 | Active | ProPEX Copper Branch Manifold with ProPEX LF brass outlets | 1 x 1/2 - 4 PORT
eV-210401-0859-0002 | 144 | None | (each) | 2022-02-01 | Active | ProPEX Copper Branch Manifold with ProPEX LF brass outlets | 1 x 1/2 - 6 PORT
eV-210401-0859-0003 | 180 | None | (each) | 2022-02-01 | Active | ProPEX Copper Branch Manifold with ProPEX LF brass outlets | 1 x 1/2 - 8 PORT
eV-210401-0859-0004 | 223 | None | (each) | 2022-02-01 | Active | ProPEX Copper Branch Manifold with ProPEX LF brass outlets | 1 x 1/2 - 10 PORT
eV-210401-0859-0005 | 274 | None | (each) | 2022-02-01 | Active | ProPEX Copper Branch Manifold with ProPEX LF brass outlets | 1 x 1/2 - 12 PORT
eV-210519-0926-0001 | 70 | None | (each) | 2022-02-01 | Active | Commercial EP Flow Through Multi Port Tee - 3 Port | 1-1/4 x 1-1/4 x 3/4
eV-210519-0926-0002 | 260 | None | (each) | 2022-02-01 | Active | Commercial EP Flow Through Multi Port Tee - 3 Port | 2 x 2 x 1
eV-210402-1022-0001 | 14.8 | None | (each) | 2022-02-01 | Active | EP Branch Multi-port Tee, 3 outlets | 3/4 x 1/2
eV-210402-1022-0002 | 21.45 | None | (each) | 2022-02-01 | Active | EP Branch Multi-port Tee, 4 outlets | 3/4 x 1/2
eV-210402-1022-0003 | 25.1 | None | (each) | 2022-02-01 | Active | EP Branch Multi-port Tee, 6 outlets | 3/4 x 1/2
eV-210402-1022-0004 | 48.3 | None | (each) | 2022-02-01 | Active | EP Branch Multi-port Tee, 4 outlets | 1 x 1/2
eV-210402-1022-0005 | 61.9 | None | (each) | 2022-02-01 | Active | EP Branch Multi-port Tee, 6 outlets | 1 x 1/2
eV-210402-1048-0001 | 22.3 | None | (each) | 2022-02-01 | Active | EP Branch Opposing-port Multi-port Tee, 3 outlets | 3/4 x 1/2
eV-210402-1048-0002 | 37.2 | None | (each) | 2022-02-01 | Active | EP Branch Opposing-port Multi-port Tee, 4 outlets | 3/4 x 1/2
eV-210519-1020-0001 | 47.6 | None | (each) | 2022-02-01 | Active | EP Flow-through Multi-port Elbow, 3 outlets | 3/4 x 3/4 x 1/2 - 3 PORT
eV-210519-1020-0002 | 47 | None | (each) | 2022-02-01 | Active | EP Flow-through Multi-port Elbow, 4 outlets | 3/4 x 3/4 x 1/2 - 4 PORT
eV-210518-1247-0001 | 57.1 | None | (each) | 2022-02-01 | Active | EP Flow-through Multi-port Horizontal Tee, 4 outlets | 3/4 x 3/4 x 3/4 x 1/2
eV-210405-1024-0001 | 12.75 | None | (each) | 2022-02-01 | Active | EP Flow-through Multi-Port Tee, 2 outlets | 3/4 x 1/2
eV-210405-1024-0002 | 17.2 | None | (each) | 2022-02-01 | Active | EP Flow-through Multi-Port Tee, 3 outlets | 3/4 x 1/2
eV-210405-1024-0003 | 21.45 | None | (each) | 2022-02-01 | Active | EP Flow-through Multi-Port Tee, 4 outlets | 3/4 x 1/2
eV-210405-1024-0004 | 25.8 | None | (each) | 2022-02-01 | Active | EP Flow-through Multi-Port Tee, 6 outlets | 3/4 x 1/2
eV-210405-1024-0005 | 42.8 | None | (each) | 2022-02-01 | Active | EP Flow-through Multi-Port Tee, 3 outlets | 1 x 3/4 x 1/2
eV-210405-1024-0006 | 48.8 | None | (each) | 2022-02-01 | Active | EP Flow-through Multi-Port Tee, 4 outlets | 1 x 3/4 x 1/2
eV-210405-1024-0007 | 63.9 | None | (each) | 2022-02-01 | Active | EP Flow-through Multi-Port Tee, 6 outlets | 1 x 3/4 x 1/2
eV-210405-1024-0008 | 46.3 | None | (each) | 2022-02-01 | Active | EP Flow-through Multi-Port Tee, 4 outlets | 1 x 1/2
eV-210405-1024-0009 | 63.9 | None | (each) | 2022-02-01 | Active | EP Flow-through Multi-Port Tee, 6 outlets | 1 x 1/2
eV-210519-1120-0001 | 53.9 | None | (each) | 2022-02-01 | Active | EP Flow-through Multi-port Vertical Tee, 3 outlets | 3/4 x 3/4 x 3/4 x 1/2 - 3 PORT
eV-210519-1120-0002 | 57.1 | None | (each) | 2022-02-01 | Active | EP Flow-through Multi-port Vertical Tee, 4 outlets | 3/4 x 3/4 x 3/4 x 1/2 - 4 PORT
eV-210405-1049-0001 | 27.5 | None | (each) | 2022-02-01 | Active | EP Flow-through Opposing-port Multi-port Tee, 3 outlets | 3/4 x 1/2
eV-210405-1049-0002 | 37.4 | None | (each) | 2022-02-01 | Active | EP Flow-through Opposing-port Multi-port Tee, 4 outlets | 3/4 x 1/2
eV-210405-1049-0003 | 57 | None | (each) | 2022-02-01 | Active | EP Flow-through Opposing-port Multi-port Tee, 6 outlets | 3/4 x 1/2
eV-210426-1047-0001 | 0.01 | None | (each) | 2020-05-20 | Active | TriPRO EP Branch Multi-port Tee, 3 outlets | 3/4 x 3/8
eV-210426-1047-0002 | 0.01 | None | (each) | 2020-05-20 | Active | TriPRO EP Branch Multi-port Tee, 4 outlets | 3/4 x 3/8 x 1/2
eV-210426-1159-0001 | 0.01 | None | (each) | 2020-05-20 | Active | TriPRO EP Flow Through Multi-port Tee, 3 outlets | 3/4 x 3/8
eV-210426-1159-0002 | 0.01 | None | (each) | 2020-05-20 | Active | TriPRO EP Flow Through Multi-port Tee, 4 outlets | 3/4 x 3/8 x 1/2
eV-210419-0803-0001 | 1.15 | None | per (ft) | 2022-02-01 | Active | AquaPEX Blue - 20ft | 1/2
eV-210419-0803-0002 | 1.9833 | None | per (ft) | 2022-02-01 | Active | AquaPEX Blue - 20ft | 3/4
eV-210419-0803-0003 | 3.575 | None | per (ft) | 2022-02-01 | Active | AquaPEX Blue - 20ft | 1
eV-210511-1235-0001 | 1.03 | None | per (ft) | 2022-02-01 | Active | AquaPEX Blue - 100ft Coil | 1/2
eV-210511-1235-0002 | 1.8 | None | per (ft) | 2022-02-01 | Active | AquaPEX Blue - 100ft Coil | 3/4
eV-210511-1235-0003 | 3.19 | None | per (ft) | 2022-02-01 | Active | AquaPEX Blue - 100ft Coil | 1
eV-210511-1250-0001 | 1.03 | None | per (ft) | 2022-02-01 | Active | AquaPEX Blue - 300ft Coil | 1/2
eV-210511-1250-0002 | 1.78 | None | per (ft) | 2022-02-01 | Active | AquaPEX Blue - 300ft Coil | 3/4
eV-210511-1250-0003 | 3.2 | None | per (ft) | 2022-02-01 | Active | AquaPEX Blue - 300ft Coil | 1
eV-210511-1255-0001 | 1.8 | None | per (ft) | 2022-02-01 | Active | AquaPEX Blue - 500ft Coil | 3/4
eV-210511-1255-0002 | 3.22 | None | per (ft) | 2022-02-01 | Active | AquaPEX Blue - 500ft Coil | 1
eV-210511-1301-0001 | 1.03 | None | per (ft) | 2022-02-01 | Active | AquaPEX Blue - 1000ft Coil | 1/2
eV-210419-0808-0001 | 3.85 | None | per (ft) | 2022-02-01 | Active | AquaPEX Purple - 10ft | 1
eV-210419-0808-0002 | 7.96 | None | per (ft) | 2022-02-01 | Active | AquaPEX Purple - 10ft | 1-1/4
eV-210419-0808-0003 | 8.3 | None | per (ft) | 2022-02-01 | Active | AquaPEX Purple - 10ft | 1-1/2
eV-210419-0808-0004 | 18 | None | per (ft) | 2022-02-01 | Active | AquaPEX Purple - 10ft | 2
eV-210419-0815-0001 | 3.93 | None | per (ft) | 2022-02-01 | Active | AquaPEX Purple - 20ft | 1
eV-210419-0815-0002 | 7.15 | None | per (ft) | 2022-02-01 | Active | AquaPEX Purple - 20ft | 1-1/4
eV-210419-0815-0003 | 9.2 | None | per (ft) | 2022-02-01 | Active | AquaPEX Purple - 20ft | 1-1/2
eV-210419-0815-0004 | 18.4 | None | per (ft) | 2022-02-01 | Active | AquaPEX Purple - 20ft | 2
eV-210511-1354-0001 | 0.96 | None | per (ft) | 2022-02-01 | Active | AquaPEX Purple - 300ft Coil | 1/2
eV-210511-1354-0002 | 1.64 | None | per (ft) | 2022-02-01 | Active | AquaPEX Purple - 300ft Coil | 3/4
eV-210511-1354-0003 | 3.08 | None | per (ft) | 2022-02-01 | Active | AquaPEX Purple - 300ft Coil | 1
eV-210419-0755-0001 | 1.15 | None | per (ft) | 2022-02-01 | Active | AquaPEX Red - 20ft | 1/2
eV-210419-0755-0002 | 1.98 | None | per (ft) | 2022-02-01 | Active | AquaPEX Red - 20ft | 3/4
eV-210419-0755-0003 | 3.58 | None | per (ft) | 2022-02-01 | Active | AquaPEX Red - 20ft | 1
eV-210511-1347-0001 | 1.03 | None | per (ft) | 2022-02-01 | Active | AquaPEX Red - 100ft Coil | 1/2
eV-210511-1347-0002 | 1.8 | None | per (ft) | 2022-02-01 | Active | AquaPEX Red - 100ft Coil | 3/4
eV-210511-1347-0003 | 3.19 | None | per (ft) | 2022-02-01 | Active | AquaPEX Red - 100ft Coil | 1
eV-210511-1350-0001 | 1.03 | None | per (ft) | 2022-02-01 | Active | AquaPEX Red - 300ft Coil | 1/2
eV-210511-1350-0002 | 1.78 | None | per (ft) | 2022-02-01 | Active | AquaPEX Red - 300ft Coil | 3/4
eV-210511-1350-0003 | 3.2 | None | per (ft) | 2022-02-01 | Active | AquaPEX Red - 300ft Coil | 1
eV-210511-1352-0001 | 1.8 | None | per (ft) | 2022-02-01 | Active | AquaPEX Red - 500ft Coil | 3/4
eV-210511-1352-0002 | 3.22 | None | per (ft) | 2022-02-01 | Active | AquaPEX Red - 500ft Coil | 1
eV-210511-1344-0001 | 1.03 | None | per (ft) | 2022-02-01 | Active | AquaPEX Red - 1000ft Coil | 1/2
eV-210419-0748-0001 | 1.03 | None | per (ft) | 2022-02-01 | Active | AquaPEX White- 20ft | 1/2
eV-210419-0748-0002 | 1.7667 | None | per (ft) | 2022-02-01 | Active | AquaPEX White- 20ft | 3/4
eV-210419-0748-0003 | 3.175 | None | per (ft) | 2022-02-01 | Active | AquaPEX White- 20ft | 1
eV-210419-0748-0004 | 6.7 | None | per (ft) | 2022-02-01 | Active | AquaPEX White- 20ft | 1-1/4
eV-210419-0748-0005 | 7.8 | None | per (ft) | 2022-02-01 | Active | AquaPEX White- 20ft | 1-1/2
eV-210419-0748-0006 | 15.6 | None | per (ft) | 2022-02-01 | Active | AquaPEX White- 20ft | 2
eV-210419-0748-0007 | 20.5 | None | per (ft) | 2022-02-01 | Active | AquaPEX White- 20ft | 2-1/2
eV-210419-0748-0008 | 27.75 | None | per (ft) | 2022-02-01 | Active | AquaPEX White- 20ft | 3
eV-210412-0857-0001 | 1.03 | None | per (ft) | 2022-02-01 | Active | AquaPEX White Blue Print- 20ft | 1/2
eV-210412-0857-0002 | 1.7667 | None | per (ft) | 2022-02-01 | Active | AquaPEX White Blue Print- 20ft | 3/4
eV-210412-0857-0003 | 3.175 | None | per (ft) | 2022-02-01 | Active | AquaPEX White Blue Print- 20ft | 1
eV-210412-1000-0001 | 0.94 | None | per (ft) | 2022-02-01 | Active | AquaPEX White Blue Print - 100ft Coil | 1/2
eV-210412-1000-0002 | 1.62 | None | per (ft) | 2022-02-01 | Active | AquaPEX White Blue Print - 100ft Coil | 3/4
eV-210412-1000-0003 | 2.91 | None | per (ft) | 2022-02-01 | Active | AquaPEX White Blue Print - 100ft Coil | 1
eV-210412-1001-0001 | 0.94 | None | per (ft) | 2022-02-01 | Active | AquaPEX White Blue Print - 300ft Coil | 1/2
eV-210412-1001-0002 | 1.61 | None | per (ft) | 2022-02-01 | Active | AquaPEX White Blue Print - 300ft Coil | 3/4
eV-210412-1001-0003 | 2.92 | None | per (ft) | 2022-02-01 | Active | AquaPEX White Blue Print - 300ft Coil | 1
eV-210412-0958-0001 | 0.94 | None | per (ft) | 2022-02-01 | Active | AquaPEX White Blue Print - 1000ft Coil | 1/2
eV-210412-0842-0001 | 1.03 | None | per (ft) | 2022-02-01 | Active | AquaPEX White Red Print- 20ft | 1/2
eV-210412-0842-0002 | 1.77 | None | per (ft) | 2022-02-01 | Active | AquaPEX White Red Print- 20ft | 3/4
eV-210412-0842-0003 | 3.18 | None | per (ft) | 2022-02-01 | Active | AquaPEX White Red Print- 20ft | 1
eV-210412-0953-0001 | 0.94 | None | per (ft) | 2022-02-01 | Active | AquaPEX White Red Print - 100ft Coil | 1/2
eV-210412-0953-0002 | 1.62 | None | per (ft) | 2022-02-01 | Active | AquaPEX White Red Print - 100ft Coil | 3/4
eV-210412-0953-0003 | 2.91 | None | per (ft) | 2022-02-01 | Active | AquaPEX White Red Print - 100ft Coil | 1
eV-210412-0954-0001 | 0.94 | None | per (ft) | 2022-02-01 | Active | AquaPEX White Red Print - 300ft Coil | 1/2
eV-210412-0954-0002 | 1.61 | None | per (ft) | 2022-02-01 | Active | AquaPEX White Red Print - 300ft Coil | 3/4
eV-210412-0954-0003 | 2.92 | None | per (ft) | 2022-02-01 | Active | AquaPEX White Red Print - 300ft Coil | 1
eV-210412-0957-0001 | 0.94 | None | per (ft) | 2022-02-01 | Active | AquaPEX White Red Print - 1000ft Coil | 1/2
eV-210511-1124-0001 | 0.81 | None | per (ft) | 2022-02-01 | Active | AquaPEX White - 100ft Coil | 1/4
eV-210511-1124-0002 | 0.94 | None | per (ft) | 2022-02-01 | Active | AquaPEX White - 100ft Coil | 1/2
eV-210511-1124-0003 | 1.62 | None | per (ft) | 2022-02-01 | Active | AquaPEX White - 100ft Coil | 3/4
eV-210511-1124-0004 | 2.91 | None | per (ft) | 2022-02-01 | Active | AquaPEX White - 100ft Coil | 1
eV-210511-1124-0005 | 6.5 | None | per (ft) | 2022-02-01 | Active | AquaPEX White - 100ft Coil | 1-1/4
eV-210511-1124-0006 | 7.55 | None | per (ft) | 2022-02-01 | Active | AquaPEX White - 100ft Coil | 1-1/2
eV-210511-1124-0007 | 15.1 | None | per (ft) | 2022-02-01 | Active | AquaPEX White - 100ft Coil | 2
eV-210511-1124-0008 | 19.8 | None | per (ft) | 2022-02-01 | Active | AquaPEX White - 100ft Coil | 2-1/2
eV-210511-1124-0009 | 26.7 | None | per (ft) | 2022-02-01 | Active | AquaPEX White - 100ft Coil | 3
eV-210803-0542-0001 | 15.05 | None | per (ft) | 2022-02-02 | Active | AquaPEX White - 200ft Coil | 2
eV-210511-1325-0001 | 0.94 | None | per (ft) | 2022-02-01 | Active | AquaPEX White - 300ft Coil | 1/2
eV-210511-1325-0002 | 1.61 | None | per (ft) | 2022-02-01 | Active | AquaPEX White - 300ft Coil | 3/4
eV-210511-1325-0003 | 2.92 | None | per (ft) | 2022-02-01 | Active | AquaPEX White - 300ft Coil | 1
eV-210511-1325-0004 | 6.47 | None | per (ft) | 2022-02-01 | Active | AquaPEX White - 300ft Coil | 1-1/4
eV-210511-1325-0005 | 7.53 | None | per (ft) | 2022-02-01 | Active | AquaPEX White - 300ft Coil | 1-1/2
eV-210511-1325-0006 | 18.1 | None | per (ft) | 2022-02-01 | Active | AquaPEX White - 300ft Coil | 2
eV-210511-1325-0007 | 15.03 | None | per (ft) | 2022-02-01 | Active | AquaPEX White - 300ft Coil | 2-1/2
eV-210511-1325-0008 | 26.63 | None | per (ft) | 2022-02-01 | Active | AquaPEX White - 300ft Coil | 3
eV-210511-1312-0001 | 0.79 | None | per (ft) | 2022-02-01 | Active | AquaPEX White - 400ft Coil | 3/8
eV-210511-1327-0001 | 0.94 | None | per (ft) | 2022-02-01 | Active | AquaPEX White - 500ft Coil | 1/2
eV-210511-1327-0002 | 1.62 | None | per (ft) | 2022-02-01 | Active | AquaPEX White - 500ft Coil | 3/4
eV-210511-1327-0003 | 2.94 | None | per (ft) | 2022-02-01 | Active | AquaPEX White - 500ft Coil | 1
eV-210511-1332-0001 | 0.84 | None | per (ft) | 2022-02-01 | Active | AquaPEX White - 1000ft Coil | 3/8
eV-210511-1332-0002 | 0.94 | None | per (ft) | 2022-02-01 | Active | AquaPEX White - 1000ft Coil | 1/2
eV-210511-1332-0003 | 1.42 | None | per (ft) | 2022-02-01 | Active | AquaPEX White - 1000ft Coil | 5/8
eV-210511-2249-0001 | 58.7 | None | per (ft) | 2022-02-01 | Active | Potable PEX Plus - 500ft Coil | 1-1/4
eV-210511-2226-0001 | 56.5 | None | per (ft) | 2022-02-01 | Active | Potable PEX with Jacket - 300ft Coil | 1-1/2
eV-210511-2226-0002 | 62.9 | None | per (ft) | 2022-02-01 | Active | Potable PEX with Jacket - 300ft Coil | 2
eV-210511-2226-0003 | 95.3 | None | per (ft) | 2022-02-01 | Active | Potable PEX with Jacket - 300ft Coil | 3
eV-210511-2241-0001 | 41.9 | None | per (ft) | 2022-02-01 | Active | Potable PEX with Jacket - 500ft Coil | 1-1/4
eV-210511-2244-0001 | 36.1 | None | per (ft) | 2022-02-01 | Active | Potable PEX with Jacket - 600ft Coil | 1
eV-210511-2245-0001 | 10.5 | None | per (ft) | 2022-02-01 | Active | Potable PEX with Jacket - 1000ft Coil | 3/4
eV-210511-2245-0002 | 11.8 | None | per (ft) | 2022-02-01 | Active | Potable PEX with Jacket - 1000ft Coil | 1
eV-210511-1421-0001 | 4.57 | None | per (ft) | 2022-02-01 | Active | Pre-insulated AquaPEX .5 Insulation - 100ft Coil | 1/2
eV-210511-1421-0002 | 5.6 | None | per (ft) | 2022-02-01 | Active | Pre-insulated AquaPEX .5 Insulation - 100ft Coil | 3/4
eV-210511-1421-0003 | 6.85 | None | per (ft) | 2022-02-01 | Active | Pre-insulated AquaPEX .5 Insulation - 100ft Coil | 1
eV-210511-1421-0004 | 10.7 | None | per (ft) | 2022-02-01 | Active | Pre-insulated AquaPEX .5 Insulation - 100ft Coil | 1-1/4
eV-210511-1500-0001 | 7 | None | per (ft) | 2022-02-01 | Active | Pre-insulated AquaPEX 1 Insulation - 100ft Coil | 1/2
eV-210511-1500-0002 | 8.2 | None | per (ft) | 2022-02-01 | Active | Pre-insulated AquaPEX 1 Insulation - 100ft Coil | 3/4
eV-210511-1500-0003 | 10 | None | per (ft) | 2022-02-01 | Active | Pre-insulated AquaPEX 1 Insulation - 100ft Coil | 1
eV-210511-1500-0004 | 14.7 | None | per (ft) | 2022-02-01 | Active | Pre-insulated AquaPEX 1 Insulation - 100ft Coil | 1-1/4
eV-210511-1503-0001 | 19.73 | None | per (ft) | 2022-02-01 | Active | Pre-insulated AquaPEX 1.5 Insulation - 75ft Coil | 1-1/2
eV-210511-1503-0002 | 24 | None | per (ft) | 2022-02-01 | Active | Pre-insulated AquaPEX 1.5 Insulation - 75ft Coil | 2
eV-210511-1613-0001 | 5.15 | None | per (ft) | 2022-02-01 | Active | Pre-insulated Wirsbo hePEX .5 Insulation - 100ft Coil | 1/2
eV-210511-1613-0002 | 6.3 | None | per (ft) | 2022-02-01 | Active | Pre-insulated Wirsbo hePEX .5 Insulation - 100ft Coil | 3/4
eV-210511-1613-0003 | 7.6 | None | per (ft) | 2022-02-01 | Active | Pre-insulated Wirsbo hePEX .5 Insulation - 100ft Coil | 1
eV-210511-1613-0004 | 11.4 | None | per (ft) | 2022-02-01 | Active | Pre-insulated Wirsbo hePEX .5 Insulation - 100ft Coil | 1-1/4
eV-210511-1615-0001 | 7.25 | None | per (ft) | 2022-02-01 | Active | Pre-insulated Wirsbo hePEX 1 Insulation - 100ft Coil | 1/2
eV-210511-1615-0002 | 9.15 | None | per (ft) | 2022-02-01 | Active | Pre-insulated Wirsbo hePEX 1 Insulation - 100ft Coil | 3/4
eV-210511-1615-0003 | 11.2 | None | per (ft) | 2022-02-01 | Active | Pre-insulated Wirsbo hePEX 1 Insulation - 100ft Coil | 1
eV-210511-1615-0004 | 16 | None | per (ft) | 2022-02-01 | Active | Pre-insulated Wirsbo hePEX 1 Insulation - 100ft Coil | 1-1/4
eV-210511-1621-0001 | 9.75 | None | per (ft) | 2022-02-01 | Active | Pre-insulated Wirsbo hePEX 1.5 Insulation - 75ft Coil | 1-1/2
eV-210511-1621-0002 | 13 | None | per (ft) | 2022-02-01 | Active | Pre-insulated Wirsbo hePEX 1.5 Insulation - 75ft Coil | 2
eV-210511-1619-0001 | 15.1 | None | per (ft) | 2022-02-01 | Active | Pre-insulated Wirsbo hePEX 1.5 Insulation - 100ft Coil | 1/2
eV-210511-1619-0002 | 20.4 | None | per (ft) | 2022-02-01 | Active | Pre-insulated Wirsbo hePEX 1.5 Insulation - 100ft Coil | 3/4
eV-210511-1619-0003 | 24.8 | None | per (ft) | 2022-02-01 | Active | Pre-insulated Wirsbo hePEX 1.5 Insulation - 100ft Coil | 1
eV-210511-1619-0004 | 27.73 | None | per (ft) | 2022-02-01 | Active | Pre-insulated Wirsbo hePEX 1.5 Insulation - 100ft Coil | 1-1/4
eV-210511-1625-0001 | 26 | None | per (ft) | 2022-02-01 | Active | Pre-insulated Wirsbo hePEX 2 Insulation - 50ft Coil | 1-1/2
eV-210511-1625-0002 | 34.8 | None | per (ft) | 2022-02-01 | Active | Pre-insulated Wirsbo hePEX 2 Insulation - 50ft Coil | 2
eV-210511-2213-0001 | 1.61 | None | per (ft) | 2022-02-01 | Active | Pre-sleeved AquaPEX Blue - 400ft Coil | 1/2
eV-210511-2213-0002 | 2.48 | None | per (ft) | 2022-02-01 | Active | Pre-sleeved AquaPEX Blue - 400ft Coil | 3/4
eV-210511-2205-0001 | 1.61 | None | per (ft) | 2022-02-01 | Active | Pre-sleeved AquaPEX Red - 400ft Coil | 1/2
eV-210511-2205-0002 | 2.48 | None | per (ft) | 2022-02-01 | Active | Pre-sleeved AquaPEX Red - 400ft Coil | 3/4
eV-210511-2258-0005 | 56.6 | None | per (ft) | 2022-02-01 | Active | Thermal Single with Jacket - 300ft Coil | 1-1/2
eV-210511-2258-0006 | 64.7 | None | per (ft) | 2022-02-01 | Active | Thermal Single with Jacket - 300ft Coil | 2
eV-210511-2258-0007 | 73.5 | None | per (ft) | 2022-02-01 | Active | Thermal Single with Jacket - 300ft Coil | 2-1/2
eV-210511-2258-0008 | 95.3 | None | per (ft) | 2022-02-01 | Active | Thermal Single with Jacket - 300ft Coil | 3
eV-210511-2258-0009 | 122 | None | per (ft) | 2022-02-01 | Active | Thermal Single with Jacket - 300ft Coil | 4
eV-210511-2258-0004 | 41.9 | None | per (ft) | 2022-02-01 | Active | Thermal Single with Jacket - 500ft Coil | 1-1/4
eV-210511-2258-0003 | 36.1 | None | per (ft) | 2022-02-01 | Active | Thermal Single with Jacket - 600ft Coil | 1
eV-210511-2258-0002 | 10.5 | None | per (ft) | 2022-02-01 | Active | Thermal Single with Jacket - 1000ft Coil | 3/4
eV-210511-2258-0001 | 11.8 | None | per (ft) | 2022-02-01 | Active | Thermal Single with Jacket - 1000ft Coil | 1
eV-210511-1553-0001 | 1.66 | None | per (ft) | 2022-02-01 | Active | Wirsbo hePEX - 20ft | 1/2
eV-210511-1553-0002 | 2.23 | None | per (ft) | 2022-02-01 | Active | Wirsbo hePEX - 20ft | 5/8
eV-210511-1553-0003 | 2.75 | None | per (ft) | 2022-02-01 | Active | Wirsbo hePEX - 20ft | 3/4
eV-210511-1553-0004 | 4.65 | None | per (ft) | 2022-02-01 | Active | Wirsbo hePEX - 20ft | 1
eV-210511-1553-0005 | 7.75 | None | per (ft) | 2022-02-01 | Active | Wirsbo hePEX - 20ft | 1-1/4
eV-210511-1553-0006 | 10.3 | None | per (ft) | 2022-02-01 | Active | Wirsbo hePEX - 20ft | 1-1/2
eV-210511-1553-0007 | 16.1 | None | per (ft) | 2022-02-01 | Active | Wirsbo hePEX - 20ft | 2
eV-210511-1553-0008 | 21.17 | None | per (ft) | 2022-02-01 | Active | Wirsbo hePEX - 20ft | 2-1/2
eV-210511-1553-0009 | 28.75 | None | per (ft) | 2022-02-01 | Active | Wirsbo hePEX - 20ft | 3
eV-210511-1553-0010 | 0.01 | None | per (ft) | 2021-02-01 | Active | Wirsbo hePEX - 20ft | 4
eV-210511-1519-0001 | 1.51 | None | per (ft) | 2022-02-01 | Active | Wirsbo hePEX - 100ft Coil | 5/16
eV-210511-1519-0002 | 1.63 | None | per (ft) | 2022-02-01 | Active | Wirsbo hePEX - 100ft Coil | 3/8
eV-210511-1519-0003 | 1.51 | None | per (ft) | 2022-02-01 | Active | Wirsbo hePEX - 100ft Coil | 1/2
eV-210511-1519-0004 | 2.02 | None | per (ft) | 2022-02-01 | Active | Wirsbo hePEX - 100ft Coil | 5/8
eV-210511-1519-0005 | 2.49 | None | per (ft) | 2022-02-01 | Active | Wirsbo hePEX - 100ft Coil | 3/4
eV-210511-1519-0006 | 4.19 | None | per (ft) | 2022-02-01 | Active | Wirsbo hePEX - 100ft Coil | 1
eV-210511-1519-0007 | 7.5 | None | per (ft) | 2022-02-01 | Active | Wirsbo hePEX - 100ft Coil | 1-1/4
eV-210511-1519-0008 | 9.95 | None | per (ft) | 2022-02-01 | Active | Wirsbo hePEX - 100ft Coil | 1-1/2
eV-210511-1519-0009 | 15.6 | None | per (ft) | 2022-02-01 | Active | Wirsbo hePEX - 100ft Coil | 2
eV-210511-1519-0010 | 18.7 | None | per (ft) | 2022-02-01 | Active | Wirsbo hePEX - 100ft Coil | 2-1/2
eV-210511-1519-0011 | 25.4 | None | per (ft) | 2022-02-01 | Active | Wirsbo hePEX - 100ft Coil | 3
eV-210511-1519-0012 | 42.6 | None | per (ft) | 2022-02-01 | Active | Wirsbo hePEX - 100ft Coil | 4
eV-210511-1524-0001 | 1.5 | None | per (ft) | 2022-02-01 | Active | Wirsbo hePEX - 250ft Coil | 5/16
eV-210511-1531-0001 | 1.5 | None | per (ft) | 2022-02-01 | Active | Wirsbo hePEX - 300ft Coil | 1/2
eV-210511-1531-0002 | 2.03 | None | per (ft) | 2022-02-01 | Active | Wirsbo hePEX - 300ft Coil | 5/8
eV-210511-1531-0003 | 2.5 | None | per (ft) | 2022-02-01 | Active | Wirsbo hePEX - 300ft Coil | 3/4
eV-210511-1531-0004 | 4.23 | None | per (ft) | 2022-02-01 | Active | Wirsbo hePEX - 300ft Coil | 1
eV-210511-1531-0005 | 7.5 | None | per (ft) | 2022-02-01 | Active | Wirsbo hePEX - 300ft Coil | 1-1/4
eV-210511-1531-0006 | 9.9 | None | per (ft) | 2022-02-01 | Active | Wirsbo hePEX - 300ft Coil | 1-1/2
eV-210511-1531-0007 | 15.47 | None | per (ft) | 2022-02-01 | Active | Wirsbo hePEX - 300ft Coil | 2
eV-210511-1531-0008 | 18.6 | None | per (ft) | 2022-02-01 | Active | Wirsbo hePEX - 300ft Coil | 2-1/2
eV-210511-1531-0009 | 25.33 | None | per (ft) | 2022-02-01 | Active | Wirsbo hePEX - 300ft Coil | 3
eV-210511-1534-0001 | 1.65 | None | per (ft) | 2022-02-01 | Active | Wirsbo hePEX - 400ft Coil | 3/8
eV-210511-1534-0002 | 2.03 | None | per (ft) | 2022-02-01 | Active | Wirsbo hePEX - 400ft Coil | 5/8
eV-210511-1535-0001 | 1.51 | None | per (ft) | 2022-02-01 | Active | Wirsbo hePEX - 500ft Coil | 1/2
eV-210511-1535-0002 | 2.5 | None | per (ft) | 2022-02-01 | Active | Wirsbo hePEX - 500ft Coil | 3/4
eV-210511-1535-0003 | 4.2 | None | per (ft) | 2022-02-01 | Active | Wirsbo hePEX - 500ft Coil | 1
eV-210511-1537-0001 | 1.51 | None | per (ft) | 2022-02-01 | Active | Wirsbo hePEX - 1000ft Coil | 5/16
eV-210511-1537-0002 | 1.63 | None | per (ft) | 2022-02-01 | Active | Wirsbo hePEX - 1000ft Coil | 3/8
eV-210511-1537-0003 | 1.51 | None | per (ft) | 2022-02-01 | Active | Wirsbo hePEX - 1000ft Coil | 1/2
eV-210511-1537-0004 | 2.02 | None | per (ft) | 2022-02-01 | Active | Wirsbo hePEX - 1000ft Coil | 5/8
eV-210511-1537-0005 | 2.49 | None | per (ft) | 2022-02-01 | Active | Wirsbo hePEX - 1000ft Coil | 3/4
eV-210512-0938-0001 | 57.7 | None | (each) | 2022-02-01 | Active | PP-RCT Flange Adapter, SDR 9, Butt or Socket Fused with Coupling | 4
eV-210512-0938-0002 | 94.9 | None | (each) | 2022-02-01 | Active | PP-RCT Flange Adapter, SDR 9, Butt or Socket Fused with Coupling | 6
eV-210512-0938-0003 | 287 | None | (each) | 2022-02-01 | Active | PP-RCT Flange Adapter, SDR 9, Butt or Socket Fused with Coupling | 8
eV-210512-0938-0004 | 366 | None | (each) | 2022-02-01 | Active | PP-RCT Flange Adapter, SDR 9, Butt or Socket Fused with Coupling | 10
eV-210512-0938-0005 | 1280 | None | (each) | 2022-02-01 | Active | PP-RCT Flange Adapter, SDR 9, Butt or Socket Fused with Coupling | 12
eV-210412-1136-0001 | 120 | None | (each) | 2022-02-01 | Active | PP-RCT End Cap, SDR 9 | 6
eV-210412-1136-0002 | 118 | None | (each) | 2022-02-01 | Active | PP-RCT End Cap, SDR 9 | 8
eV-210412-1136-0003 | 168 | None | (each) | 2022-02-01 | Active | PP-RCT End Cap, SDR 9 | 10
eV-210412-1136-0004 | 790 | None | (each) | 2022-02-01 | Active | PP-RCT End Cap, SDR 9 | 12
eV-210430-1222-0001 | 353 | None | (each) | 2022-02-01 | Active | PP-RCT Reducing Tee, Mechanical, SDR 9 | 6 x 4
eV-210419-1337-0001 | 206 | None | (each) | 2022-02-01 | Active | PP-RCT Tee, Mechanical, SDR 9 | 6
eV-210419-1337-0002 | 530 | None | (each) | 2022-02-01 | Active | PP-RCT Tee, Mechanical, SDR 9 | 8
eV-210412-1105-0001 | 95.3 | None | (each) | 2022-02-01 | Active | PP-RCT Reducer, SDR 9, Butt to Socket Fusion | 6 x 4
eV-210412-1105-0002 | 130 | None | (each) | 2022-02-01 | Active | PP-RCT Reducer, SDR 9, Butt to Socket Fusion | 8 x 4
eV-210510-1110-0001 | 65.2 | None | (each) | 2022-02-01 | Active | PP-RCT Fitting Reducer, SDR 9 | 4 x 2-1/2
eV-210510-1110-0002 | 73.9 | None | (each) | 2022-02-01 | Active | PP-RCT Fitting Reducer, SDR 9 | 4 x 3
eV-210510-1110-0003 | 177 | None | (each) | 2022-02-01 | Active | PP-RCT Fitting Reducer, SDR 9 | 10 x 6
eV-210510-1110-0004 | 200 | None | (each) | 2022-02-01 | Active | PP-RCT Fitting Reducer, SDR 9 | 10 x 8
eV-210510-1110-0005 | 276 | None | (each) | 2022-02-01 | Active | PP-RCT Fitting Reducer, SDR 9 | 12 x 8
eV-210510-1110-0006 | 1300 | None | (each) | 2022-02-01 | Active | PP-RCT Fitting Reducer, SDR 9 | 12 x 10
eV-210412-1334-0001 | 130 | None | (each) | 2022-02-01 | Active | PP-RCT Reducer, SDR 9 | 8 x 6
eV-210409-0917-0001 | 174 | None | (each) | 2022-02-01 | Active | PP-RCT 45 Elbow, Mechanical, SDR 9 | 6
eV-210409-0914-0001 | 158 | None | (each) | 2022-02-01 | Active | PP-RCT 90 Elbow, Mechanical, SDR 9 | 6
eV-210409-0914-0002 | 565 | None | (each) | 2022-02-01 | Active | PP-RCT 90 Elbow, Mechanical, SDR 9 | 8
eV-210512-0941-0001 | 66.6 | None | (each) | 2022-02-01 | Active | PP-RCT Flange Adapter, SDR 11, Butt or Socket Fused with Coupling | 4
eV-210512-0941-0002 | 101 | None | (each) | 2022-02-01 | Active | PP-RCT Flange Adapter, SDR 11, Butt or Socket Fused with Coupling | 6
eV-210512-0941-0003 | 278 | None | (each) | 2022-02-01 | Active | PP-RCT Flange Adapter, SDR 11, Butt or Socket Fused with Coupling | 8
eV-210512-0941-0004 | 359 | None | (each) | 2022-02-01 | Active | PP-RCT Flange Adapter, SDR 11, Butt or Socket Fused with Coupling | 10
eV-210512-0941-0005 | 725 | None | (each) | 2022-02-01 | Active | PP-RCT Flange Adapter, SDR 11, Butt or Socket Fused with Coupling | 12
eV-210412-1134-0001 | 120 | None | (each) | 2022-02-01 | Active | PP-RCT End Cap, SDR 11 | 6
eV-210412-1134-0002 | 134 | None | (each) | 2022-02-01 | Active | PP-RCT End Cap, SDR 11 | 8
eV-210412-1134-0003 | 153 | None | (each) | 2022-02-01 | Active | PP-RCT End Cap, SDR 11 | 10
eV-210412-1134-0004 | 620 | None | (each) | 2022-02-01 | Active | PP-RCT End Cap, SDR 11 | 12
eV-210430-1225-0001 | 303 | None | (each) | 2022-02-01 | Active | PP-RCT Reducing Tee, Mechanical, SDR 11 | 6 x 4
eV-210430-1225-0002 | 540 | None | (each) | 2022-02-01 | Active | PP-RCT Reducing Tee, Mechanical, SDR 11 | 8 x 4
eV-210419-1341-0001 | 177 | None | (each) | 2022-02-01 | Active | PP-RCT Tee, Mechanical, SDR 11 | 6
eV-210419-1341-0002 | 458 | None | (each) | 2022-02-01 | Active | PP-RCT Tee, Mechanical, SDR 11 | 8
eV-210412-1104-0001 | 87.7 | None | (each) | 2022-02-01 | Active | PP-RCT Reducer, SDR 11, Butt to Socket Fusion | 6 x 4
eV-210412-1104-0002 | 118 | None | (each) | 2022-02-01 | Active | PP-RCT Reducer, SDR 11, Butt to Socket Fusion | 8 x 4
eV-210510-1114-0001 | 65.2 | None | (each) | 2022-02-01 | Active | PP-RCT Fitting Reducer, SDR 11 | 4 x 2-1/2
eV-210510-1114-0002 | 72.2 | None | (each) | 2022-02-01 | Active | PP-RCT Fitting Reducer, SDR 11 | 4 x 3
eV-210510-1114-0003 | 155 | None | (each) | 2022-02-01 | Active | PP-RCT Fitting Reducer, SDR 11 | 10 x 6
eV-210510-1114-0004 | 155 | None | (each) | 2022-02-01 | Active | PP-RCT Fitting Reducer, SDR 11 | 10 x 8
eV-210510-1114-0005 | 270 | None | (each) | 2022-02-01 | Active | PP-RCT Fitting Reducer, SDR 11 | 12 x 8
eV-210510-1114-0006 | 535 | None | (each) | 2022-02-01 | Active | PP-RCT Fitting Reducer, SDR 11 | 12 x 10
eV-210412-1345-0001 | 118 | None | (each) | 2022-02-01 | Active | PP-RCT Reducer, SDR 11 | 8 x 6
eV-210409-0918-0001 | 151 | None | (each) | 2022-02-01 | Active | PP-RCT 45 Elbow, Mechanical, SDR 11 | 6
eV-210409-0918-0002 | 386 | None | (each) | 2022-02-01 | Active | PP-RCT 45 Elbow, Mechanical, SDR 11 | 8
eV-210409-0916-0001 | 133 | None | (each) | 2022-02-01 | Active | PP-RCT 90 Elbow, Mechanical, SDR 11 | 6
eV-210409-0916-0002 | 479 | None | (each) | 2022-02-01 | Active | PP-RCT 90 Elbow, Mechanical, SDR 11 | 8
eV-210512-0944-0001 | 66.6 | None | (each) | 2022-02-01 | Active | PP-RCT Flange Adapter, SDR 17.6, Butt or Socket Fused with Coupling | 4
eV-210512-0944-0002 | 75.6 | None | (each) | 2022-02-01 | Active | PP-RCT Flange Adapter, SDR 17.6, Butt or Socket Fused with Coupling | 6
eV-210512-0944-0003 | 191 | None | (each) | 2022-02-01 | Active | PP-RCT Flange Adapter, SDR 17.6, Butt or Socket Fused with Coupling | 8
eV-210512-0944-0004 | 258 | None | (each) | 2022-02-01 | Active | PP-RCT Flange Adapter, SDR 17.6, Butt or Socket Fused with Coupling | 10
eV-210512-0944-0005 | 695 | None | (each) | 2022-02-01 | Active | PP-RCT Flange Adapter, SDR 17.6, Butt or Socket Fused with Coupling | 12
eV-210412-1133-0001 | 112 | None | (each) | 2022-02-01 | Active | PP-RCT End Cap, SDR 17.6 | 6
eV-210412-1133-0002 | 134 | None | (each) | 2022-02-01 | Active | PP-RCT End Cap, SDR 17.6 | 8
eV-210412-1133-0003 | 153 | None | (each) | 2022-02-01 | Active | PP-RCT End Cap, SDR 17.6 | 10
eV-210412-1133-0004 | 620 | None | (each) | 2022-02-01 | Active | PP-RCT End Cap, SDR 17.6 | 12
eV-210430-1300-0001 | 298 | None | (each) | 2022-02-01 | Active | PP-RCT Reducing Tee, Mechanical, SDR 17.6 | 6 x 4
eV-210430-1300-0002 | 446 | None | (each) | 2022-02-01 | Active | PP-RCT Reducing Tee, Mechanical, SDR 17.6 | 8 x 4
eV-210419-1343-0001 | 181 | None | (each) | 2022-02-01 | Active | PP-RCT Tee, Mechanical, SDR 17.6 | 6
eV-210419-1343-0002 | 358 | None | (each) | 2022-02-01 | Active | PP-RCT Tee, Mechanical, SDR 17.6 | 8
eV-210419-1343-0003 | 550 | None | (each) | 2022-02-01 | Active | PP-RCT Tee, Mechanical, SDR 17.6 | 10
eV-210419-1343-0004 | 860 | None | (each) | 2022-02-01 | Active | PP-RCT Tee, Mechanical, SDR 17.6 | 12
eV-210412-1106-0001 | 53.9 | None | (each) | 2022-02-01 | Active | PP-RCT Reducer, SDR 17.6, Butt to Socket Fusion | 6 x 4
eV-210412-1106-0002 | 68.3 | None | (each) | 2022-02-01 | Active | PP-RCT Reducer, SDR 17.6, Butt to Socket Fusion | 8 x 4
eV-210510-1122-0001 | 67.1 | None | (each) | 2022-02-01 | Active | PP-RCT Fitting Reducer, SDR 17.6 | 4 x 2-1/2
eV-210510-1122-0002 | 71.5 | None | (each) | 2022-02-01 | Active | PP-RCT Fitting Reducer, SDR 17.6 | 4 x 3
eV-210412-1329-0001 | 90.1 | None | (each) | 2022-02-01 | Active | PP-RCT Reducer, SDR 17.6 | 8 x 6
eV-210412-1329-0002 | 100 | None | (each) | 2022-02-01 | Active | PP-RCT Reducer, SDR 17.6 | 10 x 6
eV-210412-1329-0003 | 143 | None | (each) | 2022-02-01 | Active | PP-RCT Reducer, SDR 17.6 | 10 x 8
eV-210412-1329-0004 | 210 | None | (each) | 2022-02-01 | Active | PP-RCT Reducer, SDR 17.6 | 12 x 8
eV-210412-1329-0005 | 277 | None | (each) | 2022-02-01 | Active | PP-RCT Reducer, SDR 17.6 | 12 x 10
eV-210409-0831-0001 | 0.01 | None | (each) | 2020-05-20 | Active | PP-RCT 45 Elbow, Mechanical, SDR 17.6 | 6
eV-210409-0831-0002 | 0.01 | None | (each) | 2020-05-20 | Active | PP-RCT 45 Elbow, Mechanical, SDR 17.6 | 8
eV-210409-0831-0003 | 403 | None | (each) | 2022-02-01 | Active | PP-RCT 45 Elbow, Mechanical, SDR 17.6 | 10
eV-210409-0831-0004 | 600 | None | (each) | 2022-02-01 | Active | PP-RCT 45 Elbow, Mechanical, SDR 17.6 | 12
eV-210407-1420-0001 | 154 | None | (each) | 2022-02-01 | Active | PP-RCT 90 Elbow, Mechanical, SDR 17.6 | 6
eV-210407-1420-0002 | 365 | None | (each) | 2022-02-01 | Active | PP-RCT 90 Elbow, Mechanical, SDR 17.6 | 8
eV-210407-1420-0003 | 580 | None | (each) | 2022-02-01 | Active | PP-RCT 90 Elbow, Mechanical, SDR 17.6 | 10
eV-210407-1420-0004 | 910 | None | (each) | 2022-02-01 | Active | PP-RCT 90 Elbow, Mechanical, SDR 17.6 | 12
eV-210428-1415-0001 | 1.59 | None | per (ft) | 2022-02-01 | Active | PP-RCT Mechanical Pipe, SDR 7.4 with Fiber, 13-ft. straight length | 1/2
eV-210428-1415-0002 | 2.38 | None | per (ft) | 2022-02-01 | Active | PP-RCT Mechanical Pipe, SDR 7.4 with Fiber, 13-ft. straight length | 3/4
eV-210428-1419-0001 | 2.67 | None | per (ft) | 2022-02-01 | Active | PP-RCT Mechanical Pipe, SDR 9 with Fiber, 13-ft. straight length | 1
eV-210428-1419-0002 | 4.77 | None | per (ft) | 2022-02-01 | Active | PP-RCT Mechanical Pipe, SDR 9 with Fiber, 13-ft. straight length | 1-1/4
eV-210428-1419-0003 | 6.96 | None | per (ft) | 2022-02-01 | Active | PP-RCT Mechanical Pipe, SDR 9 with Fiber, 13-ft. straight length | 1-1/2
eV-210428-1419-0004 | 11 | None | per (ft) | 2022-02-01 | Active | PP-RCT Mechanical Pipe, SDR 9 with Fiber, 13-ft. straight length | 2
eV-210428-1419-0005 | 16.32 | None | per (ft) | 2022-02-01 | Active | PP-RCT Mechanical Pipe, SDR 9 with Fiber, 19-ft. straight length | 2-1/2
eV-210428-1419-0006 | 21.95 | None | per (ft) | 2022-02-01 | Active | PP-RCT Mechanical Pipe, SDR 9 with Fiber, 19-ft. straight length | 3
eV-210428-1419-0007 | 35.53 | None | per (ft) | 2022-02-01 | Active | PP-RCT Mechanical Pipe, SDR 9 with Fiber, 19-ft. straight length | 4
eV-210428-1419-0008 | 47.37 | None | per (ft) | 2022-02-01 | Active | PP-RCT Mechanical Pipe, SDR 9 with Fiber, 19-ft. straight length | 6
eV-210428-1422-0001 | 2.62 | None | per (ft) | 2022-02-01 | Active | PP-RCT Mechanical Pipe, SDR 11 with Fiber, 13-ft. straight length | 1
eV-210428-1422-0002 | 4.78 | None | per (ft) | 2022-02-01 | Active | PP-RCT Mechanical Pipe, SDR 11 with Fiber, 13-ft. straight length | 1-1/4
eV-210428-1422-0003 | 7.49 | None | per (ft) | 2022-02-01 | Active | PP-RCT Mechanical Pipe, SDR 11 with Fiber, 13-ft. straight length | 1-1/2
eV-210428-1422-0004 | 11.92 | None | per (ft) | 2022-02-01 | Active | PP-RCT Mechanical Pipe, SDR 11 with Fiber, 13-ft. straight length | 2
eV-210428-1422-0005 | 16.84 | None | per (ft) | 2022-02-01 | Active | PP-RCT Mechanical Pipe, SDR 11 with Fiber, 19-ft. straight length | 2-1/2
eV-210428-1422-0006 | 23.05 | None | per (ft) | 2022-02-01 | Active | PP-RCT Mechanical Pipe, SDR 11 with Fiber, 19-ft. straight length | 3
eV-210428-1422-0007 | 34.47 | None | per (ft) | 2022-02-01 | Active | PP-RCT Mechanical Pipe, SDR 11 with Fiber, 19-ft. straight length | 4
eV-210428-1422-0008 | 52.63 | None | per (ft) | 2022-02-01 | Active | PP-RCT Mechanical Pipe, SDR 11 with Fiber, 19-ft. straight length | 6
eV-210428-1422-0009 | 86.84 | None | per (ft) | 2022-02-01 | Active | PP-RCT Mechanical Pipe, SDR 11 with Fiber, 19-ft. straight length | 8
eV-210428-1422-0010 | 88.42 | None | per (ft) | 2022-02-01 | Active | PP-RCT Mechanical Pipe, SDR 11 with Fiber, 19-ft. straight length | 10
eV-210428-1422-0011 | 146.84 | None | per (ft) | 2022-02-01 | Active | PP-RCT Mechanical Pipe, SDR 11 with Fiber, 19-ft. straight length | 12
eV-210428-1425-0001 | 21.95 | None | per (ft) | 2022-02-01 | Active | PP-RCT Mechanical Pipe, SDR 17.6 with Fiber, 19-ft. straight length | 4
eV-210428-1425-0002 | 28.95 | None | per (ft) | 2022-02-01 | Active | PP-RCT Mechanical Pipe, SDR 17.6 with Fiber, 19-ft. straight length | 6
eV-210428-1425-0003 | 46.58 | None | per (ft) | 2022-02-01 | Active | PP-RCT Mechanical Pipe, SDR 17.6 with Fiber, 19-ft. straight length | 8
eV-210428-1425-0004 | 70.53 | None | per (ft) | 2022-02-01 | Active | PP-RCT Mechanical Pipe, SDR 17.6 with Fiber, 19-ft. straight length | 10
eV-210428-1425-0005 | 107.89 | None | per (ft) | 2022-02-01 | Active | PP-RCT Mechanical Pipe, SDR 17.6 with Fiber, 19-ft. straight length | 12
eV-210511-1311-0001 | 11.65 | None | (each) | 2022-02-01 | Active | PP-RCT Flange Adapter | 1-1/2
eV-210511-1311-0002 | 13.1 | None | (each) | 2022-02-01 | Active | PP-RCT Flange Adapter | 2
eV-210511-1311-0003 | 23.15 | None | (each) | 2022-02-01 | Active | PP-RCT Flange Adapter | 2-1/2
eV-210511-1311-0004 | 37.4 | None | (each) | 2022-02-01 | Active | PP-RCT Flange Adapter | 3
eV-210412-1145-0001 | 2.86 | None | (each) | 2022-02-01 | Active | PP-RCT End Cap | 1/2
eV-210412-1145-0002 | 3.62 | None | (each) | 2022-02-01 | Active | PP-RCT End Cap | 3/4
eV-210412-1145-0003 | 4.39 | None | (each) | 2022-02-01 | Active | PP-RCT End Cap | 1
eV-210412-1145-0004 | 6.95 | None | (each) | 2022-02-01 | Active | PP-RCT End Cap | 1-1/4
eV-210412-1145-0005 | 9.55 | None | (each) | 2022-02-01 | Active | PP-RCT End Cap | 1-1/2
eV-210412-1145-0006 | 15.95 | None | (each) | 2022-02-01 | Active | PP-RCT End Cap | 2
eV-210412-1145-0007 | 23.1 | None | (each) | 2022-02-01 | Active | PP-RCT End Cap | 2-1/2
eV-210412-1145-0008 | 52.2 | None | (each) | 2022-02-01 | Active | PP-RCT End Cap | 3
eV-210412-1145-0009 | 82.4 | None | (each) | 2022-02-01 | Active | PP-RCT End Cap | 4
eV-210429-1046-0001 | 5.5 | None | (each) | 2022-02-01 | Active | PP-RCT Crossover, Molded | 1/2
eV-210429-1046-0002 | 10.2 | None | (each) | 2022-02-01 | Active | PP-RCT Crossover, Molded | 3/4
eV-210429-1046-0003 | 20.35 | None | (each) | 2022-02-01 | Active | PP-RCT Crossover, Molded | 1
eV-210512-1353-0001 | 14.3 | None | (each) | 2022-02-01 | Active | ProPEX LF Brass Adapter | 1/2
eV-210512-1353-0002 | 18.1 | None | (each) | 2022-02-01 | Active | ProPex LF Brass Adapter | 3/4
eV-210512-1353-0003 | 23.8 | None | (each) | 2022-02-01 | Active | ProPex LF Brass Adapter | 1
eV-210513-0733-0001 | 19.05 | None | (each) | 2022-02-01 | Active | ProPex LF Brass Saddle Adapter | 1-1/2 x 3/4
eV-210513-0733-0002 | 29.6 | None | (each) | 2022-02-01 | Active | ProPex LF Brass Saddle Adapter | 2 x 3/4
eV-210513-1013-0001 | 16.95 | None | (each) | 2022-02-01 | Active | LF Brass Male Threaded Adapter | 1/2
eV-210513-1013-0002 | 19.3 | None | (each) | 2022-02-01 | Active | LF Brass Male Threaded Adapter | 3/4 x 1/2
eV-210513-1013-0003 | 19.3 | None | (each) | 2022-02-01 | Active | LF Brass Male Threaded Adapter | 3/4
eV-210513-1013-0004 | 28.4 | None | (each) | 2022-02-01 | Active | LF Brass Male Threaded Adapter | 1 x 3/4
eV-210513-1013-0005 | 30 | None | (each) | 2022-02-01 | Active | LF Brass Male Threaded Adapter | 1
eV-210513-1013-0006 | 53.9 | None | (each) | 2022-02-01 | Active | LF Brass Male Threaded Adapter | 1-1/4
eV-210513-1013-0007 | 69.1 | None | (each) | 2022-02-01 | Active | LF Brass Male Threaded Adapter | 1-1/2
eV-210513-1013-0008 | 94.8 | None | (each) | 2022-02-01 | Active | LF Brass Male Threaded Adapter | 2
eV-210513-1232-0001 | 8.95 | None | (each) | 2022-02-01 | Active | LF Brass Female Threaded Adapter | 1/2
eV-210513-1232-0002 | 11.7 | None | (each) | 2022-02-01 | Active | LF Brass Female Threaded Adapter | 1/2 x 3/4
eV-210513-1232-0003 | 8.95 | None | (each) | 2022-02-01 | Active | LF Brass Female Threaded Adapter | 3/4 x 1/2
eV-210513-1232-0004 | 11.7 | None | (each) | 2022-02-01 | Active | LF Brass Female Threaded Adapter | 3/4
eV-210513-1232-0005 | 12.9 | None | (each) | 2022-02-01 | Active | LF Brass Female Threaded Adapter | 1 x 3/4
eV-210513-1232-0006 | 39.3 | None | (each) | 2022-02-01 | Active | LF Brass Female Threaded Adapter | 1
eV-210513-1232-0007 | 41 | None | (each) | 2022-02-01 | Active | LF Brass Female Threaded Adapter | 1-1/4 x 1
eV-210513-1232-0008 | 62 | None | (each) | 2022-02-01 | Active | LF Brass Female Threaded Adapter | 1-1/4
eV-210513-1232-0009 | 71.5 | None | (each) | 2022-02-01 | Active | LF Brass Female Threaded Adapter | 1-1/2
eV-210513-1232-0010 | 111 | None | (each) | 2022-02-01 | Active | LF Brass Female Threaded Adapter | 2
eV-210512-1331-0001 | 52.4 | None | (each) | 2022-02-01 | Active | PP-RCT Brass Union | 1/2
eV-210512-1331-0002 | 57.7 | None | (each) | 2022-02-01 | Active | PP-RCT Brass Union | 3/4 x 1/2
eV-210512-1331-0003 | 64.3 | None | (each) | 2022-02-01 | Active | PP-RCT Brass Union | 3/4
eV-210512-1331-0004 | 119 | None | (each) | 2022-02-01 | Active | PP-RCT Brass Union | 1 x 3/4
eV-210512-1331-0005 | 160 | None | (each) | 2022-02-01 | Active | PP-RCT Brass Union | 1
eV-210512-1331-0006 | 191 | None | (each) | 2022-02-01 | Active | PP-RCT Brass Union | 1-1/4 x 1
eV-210409-1445-0001 | 3.62 | None | (each) | 2022-02-01 | Active | PP-RCT Reducing Tee | 1/2 x 1/2 x 3/4
eV-210409-1445-0002 | 3.62 | None | (each) | 2022-02-01 | Active | PP-RCT Reducing Tee | 3/4 x 3/4 x 1/2
eV-210409-1445-0003 | 4.55 | None | (each) | 2022-02-01 | Active | PP-RCT Reducing Tee | 1 x 1/2 x 1/2
eV-210409-1445-0004 | 4.55 | None | (each) | 2022-02-01 | Active | PP-RCT Reducing Tee | 1 x 3/4 x 3/4
eV-210409-1445-0005 | 4.55 | None | (each) | 2022-02-01 | Active | PP-RCT Reducing Tee | 1 x 1 x 1/2
eV-210409-1445-0006 | 4.55 | None | (each) | 2022-02-01 | Active | PP-RCT Reducing Tee | 1 x 1 x 3/4
eV-210409-1445-0007 | 7.05 | None | (each) | 2022-02-01 | Active | PP-RCT Reducing Tee | 1-1/4 x 1-1/4 x 1/2
eV-210409-1445-0008 | 7.05 | None | (each) | 2022-02-01 | Active | PP-RCT Reducing Tee | 1-1/4 x 1-1/4 x 3/4
eV-210409-1445-0009 | 7.05 | None | (each) | 2022-02-01 | Active | PP-RCT Reducing Tee | 1-1/4 x 1-1/4 x 1
eV-210409-1445-0010 | 20.05 | None | (each) | 2022-02-01 | Active | PP-RCT Reducing Tee | 1-1/2 x 1-1/2 x 3/4
eV-210409-1445-0011 | 20.05 | None | (each) | 2022-02-01 | Active | PP-RCT Reducing Tee | 1-1/2 x 1-1/2 x 1
eV-210409-1445-0012 | 20.05 | None | (each) | 2022-02-01 | Active | PP-RCT Reducing Tee | 1-1/2 x 1-1/2 x 1-1/4
eV-210409-1445-0013 | 27 | None | (each) | 2022-02-01 | Active | PP-RCT Reducing Tee | 2 x 2 x 1
eV-210409-1445-0014 | 27 | None | (each) | 2022-02-01 | Active | PP-RCT Reducing Tee | 2 x 2 x 1-1/4
eV-210409-1445-0015 | 27 | None | (each) | 2022-02-01 | Active | PP-RCT Reducing Tee | 2 x 2 x 1-1/2
eV-210409-1445-0016 | 37.9 | None | (each) | 2022-02-01 | Active | PP-RCT Reducing Tee | 2-1/2 x 2-1/2 x 3/4
eV-210409-1445-0017 | 44 | None | (each) | 2022-02-01 | Active | PP-RCT Reducing Tee | 2-1/2 x 2-1/2 x 1
eV-210409-1445-0018 | 44 | None | (each) | 2022-02-01 | Active | PP-RCT Reducing Tee | 2-1/2 x 2-1/2 x 1-1/4
eV-210409-1445-0019 | 44 | None | (each) | 2022-02-01 | Active | PP-RCT Reducing Tee | 2-1/2 x 2-1/2 x 1-1/2
eV-210409-1445-0020 | 44 | None | (each) | 2022-02-01 | Active | PP-RCT Reducing Tee | 2-1/2 x 2-1/2 x 2
eV-210409-1445-0021 | 88.1 | None | (each) | 2022-02-01 | Active | PP-RCT Reducing Tee | 3 x 3 x 1
eV-210409-1445-0022 | 105 | None | (each) | 2022-02-01 | Active | PP-RCT Reducing Tee | 3 x 3 x 1-1/4
eV-210409-1445-0023 | 105 | None | (each) | 2022-02-01 | Active | PP-RCT Reducing Tee | 3 x 3 x 1-1/2
eV-210409-1445-0024 | 88.1 | None | (each) | 2022-02-01 | Active | PP-RCT Reducing Tee | 3 x 3 x 2
eV-210409-1445-0025 | 155 | None | (each) | 2022-02-01 | Active | PP-RCT Reducing Tee | 3 x 3 x 2-1/2
eV-210409-1445-0026 | 161 | None | (each) | 2022-02-01 | Active | PP-RCT Reducing Tee | 4 x 4 x 2-1/2
eV-210409-1445-0027 | 0.01 | None | (each) | 2022-02-01 | Active | PP-RCT Reducing Tee | 4 x 4 x 3
eV-210409-1207-0001 | 2.55 | None | (each) | 2022-02-01 | Active | PP-RCT Tee | 1/2
eV-210409-1207-0002 | 3.62 | None | (each) | 2022-02-01 | Active | PP-RCT Tee | 3/4
eV-210409-1207-0003 | 4.6 | None | (each) | 2022-02-01 | Active | PP-RCT Tee | 1
eV-210409-1207-0004 | 7.15 | None | (each) | 2022-02-01 | Active | PP-RCT Tee | 1-1/4
eV-210409-1207-0005 | 20.05 | None | (each) | 2022-02-01 | Active | PP-RCT Tee | 1-1/2
eV-210409-1207-0006 | 28.7 | None | (each) | 2022-02-01 | Active | PP-RCT Tee | 2
eV-210409-1207-0007 | 48.1 | None | (each) | 2022-02-01 | Active | PP-RCT Tee | 2-1/2
eV-210409-1207-0008 | 79.4 | None | (each) | 2022-02-01 | Active | PP-RCT Tee | 3
eV-210409-1207-0009 | 149 | None | (each) | 2022-02-01 | Active | PP-RCT Tee | 4
eV-210409-0932-0001 | 1.84 | None | (each) | 2022-02-01 | Active | PP-RCT Coupling | 1/2
eV-210409-0932-0002 | 2.03 | None | (each) | 2022-02-01 | Active | PP-RCT Coupling | 3/4
eV-210409-0932-0003 | 2.67 | None | (each) | 2022-02-01 | Active | PP-RCT Coupling | 1
eV-210409-0932-0004 | 3.22 | None | (each) | 2022-02-01 | Active | PP-RCT Coupling | 1-1/4
eV-210409-0932-0005 | 6.75 | None | (each) | 2022-02-01 | Active | PP-RCT Coupling | 1-1/2
eV-210409-0932-0006 | 13.5 | None | (each) | 2022-02-01 | Active | PP-RCT Coupling | 2
eV-210409-0932-0007 | 15.1 | None | (each) | 2022-02-01 | Active | PP-RCT Coupling | 2-1/2
eV-210409-0932-0008 | 33.2 | None | (each) | 2022-02-01 | Active | PP-RCT Coupling | 3
eV-210409-0932-0009 | 64.4 | None | (each) | 2022-02-01 | Active | PP-RCT Coupling | 4
eV-210505-1409-0001 | 2.03 | None | (each) | 2022-02-01 | Active | PP-RCT Fitting Reducer | 3/4 x 1/2
eV-210505-1409-0002 | 2.72 | None | (each) | 2022-02-01 | Active | PP-RCT Fitting Reducer | 1 x 1/2
eV-210505-1409-0003 | 2.72 | None | (each) | 2022-02-01 | Active | PP-RCT Fitting Reducer | 1 x 3/4
eV-210505-1409-0004 | 4.17 | None | (each) | 2022-02-01 | Active | PP-RCT Fitting Reducer | 1-1/4 x 1/2
eV-210505-1409-0005 | 4.17 | None | (each) | 2022-02-01 | Active | PP-RCT Fitting Reducer | 1-1/4 x 3/4
eV-210505-1409-0006 | 4.17 | None | (each) | 2022-02-01 | Active | PP-RCT Fitting Reducer | 1-1/4 x 1
eV-210505-1409-0007 | 6.95 | None | (each) | 2022-02-01 | Active | PP-RCT Fitting Reducer | 1-1/2 x 1/2
eV-210505-1409-0008 | 6.95 | None | (each) | 2022-02-01 | Active | PP-RCT Fitting Reducer | 1-1/2 x 3/4
eV-210505-1409-0009 | 6.95 | None | (each) | 2022-02-01 | Active | PP-RCT Fitting Reducer | 1-1/2 x 1
eV-210505-1409-0010 | 6.95 | None | (each) | 2022-02-01 | Active | PP-RCT Fitting Reducer | 1-1/2 x 1-1/4
eV-210505-1409-0011 | 13.85 | None | (each) | 2022-02-01 | Active | PP-RCT Fitting Reducer | 2 x 3/4
eV-210505-1409-0012 | 13.85 | None | (each) | 2022-02-01 | Active | PP-RCT Fitting Reducer | 2 x 1
eV-210505-1409-0013 | 13.85 | None | (each) | 2022-02-01 | Active | PP-RCT Fitting Reducer | 2 x 1-1/4
eV-210505-1409-0014 | 13.85 | None | (each) | 2022-02-01 | Active | PP-RCT Fitting Reducer | 2 x 1-1/2
eV-210505-1409-0015 | 15.45 | None | (each) | 2022-02-01 | Active | PP-RCT Fitting Reducer | 2-1/2 x 1/2
eV-210505-1409-0016 | 15.45 | None | (each) | 2022-02-01 | Active | PP-RCT Fitting Reducer | 2-1/2 x 3/4
eV-210505-1409-0017 | 15.45 | None | (each) | 2022-02-01 | Active | PP-RCT Fitting Reducer | 2-1/2 x 1
eV-210505-1409-0018 | 15.45 | None | (each) | 2022-02-01 | Active | PP-RCT Fitting Reducer | 2-1/2 x 1-1/4
eV-210505-1409-0019 | 15.45 | None | (each) | 2022-02-01 | Active | PP-RCT Fitting Reducer | 2-1/2 x 1-1/2
eV-210505-1409-0020 | 15.45 | None | (each) | 2022-02-01 | Active | PP-RCT Fitting Reducer | 2-1/2 x 2
eV-210505-1409-0021 | 34.4 | None | (each) | 2022-02-01 | Active | PP-RCT Fitting Reducer | 3 x 1-1/2
eV-210505-1409-0022 | 34.4 | None | (each) | 2022-02-01 | Active | PP-RCT Fitting Reducer | 3 x 2
eV-210505-1409-0023 | 34.4 | None | (each) | 2022-02-01 | Active | PP-RCT Fitting Reducer | 3 x 2-1/2
eV-210420-1049-0001 | 4.93 | None | (each) | 2022-02-01 | Active | PP-RCT Saddle for Outlet Fusion | 1-1/4 x 1/2
eV-210420-1049-0002 | 4.93 | None | (each) | 2022-02-01 | Active | PP-RCT Saddle for Outlet Fusion | 1-1/4 x 3/4
eV-210420-1049-0003 | 5.45 | None | (each) | 2022-02-01 | Active | PP-RCT Saddle for Outlet Fusion | 1-1/2 x 1/2
eV-210420-1049-0004 | 5.45 | None | (each) | 2022-02-01 | Active | PP-RCT Saddle for Outlet Fusion | 1-1/2 x 3/4
eV-210420-1049-0005 | 6.75 | None | (each) | 2022-02-01 | Active | PP-RCT Saddle for Outlet Fusion | 2 x 1/2
eV-210420-1049-0006 | 6.75 | None | (each) | 2022-02-01 | Active | PP-RCT Saddle for Outlet Fusion | 2 x 3/4
eV-210420-1049-0007 | 6.75 | None | (each) | 2022-02-01 | Active | PP-RCT Saddle for Outlet Fusion | 2 x 1
eV-210420-1049-0008 | 7.65 | None | (each) | 2022-02-01 | Active | PP-RCT Saddle for Outlet Fusion | 2-1/2 x 1/2
eV-210420-1049-0009 | 7.65 | None | (each) | 2022-02-01 | Active | PP-RCT Saddle for Outlet Fusion | 2-1/2 x 3/4
eV-210420-1049-0010 | 7.65 | None | (each) | 2022-02-01 | Active | PP-RCT Saddle for Outlet Fusion | 2-1/2 x 1
eV-211010-0959-0001 | 9.55 | None | (each) | 2022-02-01 | Active | PP-RCT Saddle for Outlet Fusion | 2-1/2 x 1-1/4
eV-210420-1049-0011 | 9.55 | None | (each) | 2022-02-01 | Active | PP-RCT Saddle for Outlet Fusion | 3 x 1/2
eV-210420-1049-0012 | 9.55 | None | (each) | 2022-02-01 | Active | PP-RCT Saddle for Outlet Fusion | 3 x 3/4
eV-210420-1049-0013 | 9.55 | None | (each) | 2022-02-01 | Active | PP-RCT Saddle for Outlet Fusion | 3 x 1
eV-211010-0959-0002 | 9.55 | None | (each) | 2022-02-01 | Active | PP-RCT Saddle for Outlet Fusion | 3 x 1-1/4
eV-210420-1049-0014 | 10.9 | None | (each) | 2022-02-01 | Active | PP-RCT Saddle for Outlet Fusion | 4 x 1/2
eV-210420-1049-0015 | 10.9 | None | (each) | 2022-02-01 | Active | PP-RCT Saddle for Outlet Fusion | 4 x 3/4
eV-210420-1049-0016 | 10.9 | None | (each) | 2022-02-01 | Active | PP-RCT Saddle for Outlet Fusion | 4 x 1
eV-210420-1049-0017 | 10.9 | None | (each) | 2022-02-01 | Active | PP-RCT Saddle for Outlet Fusion | 4 x 1-1/4
eV-210420-1049-0018 | 16.15 | None | (each) | 2022-02-01 | Active | PP-RCT Saddle for Outlet Fusion | 4 x 1-1/2
eV-210420-1049-0019 | 17.55 | None | (each) | 2022-02-01 | Active | PP-RCT Saddle for Outlet Fusion | 4 x 2
eV-211010-0959-0002 | 12.2 | None | (each) | 2022-02-01 | Active | PP-RCT Saddle for Outlet Fusion | 6 x 1/2
eV-211010-0959-0003 | 12.2 | None | (each) | 2022-02-01 | Active | PP-RCT Saddle for Outlet Fusion | 6 x 3/4
eV-210420-1049-0020 | 12.2 | None | (each) | 2022-02-01 | Active | PP-RCT Saddle for Outlet Fusion | 6 x 1
eV-210420-1049-0021 | 12.2 | None | (each) | 2022-02-01 | Active | PP-RCT Saddle for Outlet Fusion | 6 x 1-1/4
eV-210420-1049-0022 | 24.8 | None | (each) | 2022-02-01 | Active | PP-RCT Saddle for Outlet Fusion | 6 x 1-1/2
eV-210420-1049-0023 | 27.7 | None | (each) | 2022-02-01 | Active | PP-RCT Saddle for Outlet Fusion | 6 x 2
eV-210420-1049-0024 | 50.9 | None | (each) | 2022-02-01 | Active | PP-RCT Saddle for Outlet Fusion | 6 x 2-1/2
eV-210420-1049-0025 | 71.5 | None | (each) | 2022-02-01 | Active | PP-RCT Saddle for Outlet Fusion | 6 x 3
eV-211010-0959-0004 | 14 | None | (each) | 2022-02-01 | Active | PP-RCT Saddle for Outlet Fusion | 8 x 1/2
eV-211010-0959-0005 | 14 | None | (each) | 2022-02-01 | Active | PP-RCT Saddle for Outlet Fusion | 8 x 3/4
eV-210420-1049-0026 | 14 | None | (each) | 2022-02-01 | Active | PP-RCT Saddle for Outlet Fusion | 8 x 1
eV-211010-0959-0006 | 15.5 | None | (each) | 2022-02-01 | Active | PP-RCT Saddle for Outlet Fusion | 8 x 1-1/4
eV-210420-1049-0027 | 32.4 | None | (each) | 2022-02-01 | Active | PP-RCT Saddle for Outlet Fusion | 8 x 1-1/2
eV-210420-1049-0028 | 33.4 | None | (each) | 2022-02-01 | Active | PP-RCT Saddle for Outlet Fusion | 8 x 2
eV-210420-1049-0029 | 64.3 | None | (each) | 2022-02-01 | Active | PP-RCT Saddle for Outlet Fusion | 8 x 2-1/2
eV-210420-1049-0030 | 83.6 | None | (each) | 2022-02-01 | Active | PP-RCT Saddle for Outlet Fusion | 8 x 3
eV-210420-1049-0031 | 143 | None | (each) | 2022-02-01 | Active | PP-RCT Saddle for Outlet Fusion | 8 x 4
eV-211010-0959-0007 | 14.4 | None | (each) | 2022-02-01 | Active | PP-RCT Saddle for Outlet Fusion | 10 x 1/2
eV-211010-0959-0008 | 14.4 | None | (each) | 2022-02-01 | Active | PP-RCT Saddle for Outlet Fusion | 10 x 3/4
eV-210420-1049-0032 | 14.4 | None | (each) | 2022-02-01 | Active | PP-RCT Saddle for Outlet Fusion | 10 x 1
eV-211010-0959-0009 | 27.7 | None | (each) | 2022-02-01 | Active | PP-RCT Saddle for Outlet Fusion | 10 x 1-1/4
eV-211010-0959-0010 | 38.1 | None | (each) | 2022-02-01 | Active | PP-RCT Saddle for Outlet Fusion | 10 x 1-1/2
eV-210420-1049-0033 | 38.1 | None | (each) | 2022-02-01 | Active | PP-RCT Saddle for Outlet Fusion | 10 x 2
eV-210420-1049-0034 | 64.9 | None | (each) | 2022-02-01 | Active | PP-RCT Saddle for Outlet Fusion | 10 x 2-1/2
eV-210420-1049-0035 | 67.1 | None | (each) | 2022-02-01 | Active | PP-RCT Saddle for Outlet Fusion | 10 x 3
eV-210420-1049-0036 | 140 | None | (each) | 2022-02-01 | Active | PP-RCT Saddle for Outlet Fusion | 10 x 4
eV-210420-1049-0037 | 68.2 | None | (each) | 2022-02-01 | Active | PP-RCT Saddle for Outlet Fusion | 12 x 2
eV-210420-1049-0038 | 92.9 | None | (each) | 2022-02-01 | Active | PP-RCT Saddle for Outlet Fusion | 12 x 2-1/2
eV-210420-1049-0039 | 144 | None | (each) | 2022-02-01 | Active | PP-RCT Saddle for Outlet Fusion | 12 x 3
eV-210420-1049-0040 | 306 | None | (each) | 2022-02-01 | Active | PP-RCT Saddle for Outlet Fusion | 12 x 4
eV-210513-0955-0001 | 10.75 | None | (each) | 2022-02-01 | Active | Brass Male Threaded Adapter | 1/2
eV-210513-0955-0002 | 12.3 | None | (each) | 2022-02-01 | Active | Brass Male Threaded Adapter | 3/4
eV-210513-0955-0003 | 20.6 | None | (each) | 2022-02-01 | Active | Brass Male Threaded Adapter | 1
eV-210513-0955-0004 | 46.4 | None | (each) | 2022-02-01 | Active | Brass Male Threaded Adapter | 1-1/4
eV-210513-0955-0005 | 51.5 | None | (each) | 2022-02-01 | Active | Brass Male Threaded Adapter | 1-1/2
eV-210513-0955-0006 | 67 | None | (each) | 2022-02-01 | Active | Brass Male Threaded Adapter | 2
eV-210513-1240-0001 | 7.65 | None | (each) | 2022-02-01 | Active | Brass Female Threaded Adapter | 1/2
eV-210513-1240-0002 | 7.65 | None | (each) | 2022-02-01 | Active | Brass Female Threaded Adapter | 3/4 x 1/2
eV-210513-1240-0003 | 10 | None | (each) | 2022-02-01 | Active | Brass Female Threaded Adapter | 3/4
eV-210513-1240-0004 | 10.35 | None | (each) | 2022-02-01 | Active | Brass Female Threaded Adapter | 1 x 3/4
eV-210513-1240-0005 | 20.5 | None | (each) | 2022-02-01 | Active | Brass Female Threaded Adapter | 1
eV-210513-1240-0006 | 27.9 | None | (each) | 2022-02-01 | Active | Brass Female Threaded Adapter | 1-1/4 x 1
eV-210513-1240-0007 | 46.4 | None | (each) | 2022-02-01 | Active | Brass Female Threaded Adapter | 1-1/4
eV-210513-1240-0008 | 51.5 | None | (each) | 2022-02-01 | Active | Brass Female Threaded Adapter | 1-1/2
eV-210513-1240-0009 | 67 | None | (each) | 2022-02-01 | Active | Brass Female Threaded Adapter | 2
eV-210429-0854-0001 | 1.93 | None | (each) | 2022-02-01 | Active | PP-RCT 45 Street Elbow | 1/2
eV-210429-0854-0002 | 2.5 | None | (each) | 2022-02-01 | Active | PP-RCT 45 Street Elbow | 3/4
eV-210429-0854-0003 | 3.62 | None | (each) | 2022-02-01 | Active | PP-RCT 45 Street Elbow | 1
eV-210429-0900-0001 | 1.96 | None | (each) | 2022-02-01 | Active | PP-RCT 90 Street Elbow | 1/2
eV-210429-0900-0002 | 2.5 | None | (each) | 2022-02-01 | Active | PP-RCT 90 Street Elbow | 3/4
eV-210429-0900-0003 | 3.62 | None | (each) | 2022-02-01 | Active | PP-RCT 90 Street Elbow | 1
eV-210405-1353-0001 | 1.96 | None | (each) | 2022-02-01 | Active | PP-RCT 45 Elbow | 1/2
eV-210405-1353-0002 | 2.5 | None | (each) | 2022-02-01 | Active | PP-RCT 45 Elbow | 3/4
eV-210405-1353-0003 | 3.62 | None | (each) | 2022-02-01 | Active | PP-RCT 45 Elbow | 1
eV-210405-1353-0004 | 5.6 | None | (each) | 2022-02-01 | Active | PP-RCT 45 Elbow | 1-1/4
eV-210405-1353-0005 | 12 | None | (each) | 2022-02-01 | Active | PP-RCT 45 Elbow | 1-1/2
eV-210405-1353-0006 | 18.2 | None | (each) | 2022-02-01 | Active | PP-RCT 45 Elbow | 2
eV-210405-1353-0007 | 40.4 | None | (each) | 2022-02-01 | Active | PP-RCT 45 Elbow | 2-1/2
eV-210405-1353-0008 | 74.5 | None | (each) | 2022-02-01 | Active | PP-RCT 45 Elbow | 3
eV-210405-1353-0009 | 141 | None | (each) | 2022-02-01 | Active | PP-RCT 45 Elbow | 4
eV-210401-1120-0001 | 1.96 | None | (each) | 2022-02-01 | Active | PP-RCT 90 Elbow | 1/2
eV-210401-1120-0002 | 2.5 | None | (each) | 2022-02-01 | Active | PP-RCT 90 Elbow | 3/4
eV-210401-1120-0003 | 3.62 | None | (each) | 2022-02-01 | Active | PP-RCT 90 Elbow | 1
eV-210401-1120-0004 | 5.6 | None | (each) | 2022-02-01 | Active | PP-RCT 90 Elbow | 1-1/4
eV-210401-1120-0005 | 12 | None | (each) | 2022-02-01 | Active | PP-RCT 90 Elbow | 1-1/2
eV-210401-1120-0006 | 18.45 | None | (each) | 2022-02-01 | Active | PP-RCT 90 Elbow | 2
eV-210401-1120-0007 | 40.9 | None | (each) | 2022-02-01 | Active | PP-RCT 90 Elbow | 2-1/2
eV-210401-1120-0008 | 67.9 | None | (each) | 2022-02-01 | Active | PP-RCT 90 Elbow | 3
eV-210401-1120-0009 | 128 | None | (each) | 2022-02-01 | Active | PP-RCT 90 Elbow | 4
eV-210518-1017-0001 | 169 | None | (each) | 2022-02-01 | Active | TruFLOW Jr. Isolation Valves, 2-loop | 2-LOOP
eV-210518-1017-0002 | 221 | None | (each) | 2022-02-01 | Active | TruFLOW Jr. Isolation Valves, 3-loop | 3-LOOP
eV-210518-1017-0003 | 274 | None | (each) | 2022-02-01 | Active | TruFLOW Jr. Isolation Valves, 4-loop | 4-LOOP
eV-210518-1009-0001 | 156 | None | (each) | 2022-02-01 | Active | TruFLOW Jr. Manifold Balancing Valves, 2-loop | 2-LOOP
eV-210518-1009-0002 | 204 | None | (each) | 2022-02-01 | Active | TruFLOW Jr. Manifold Balancing Valves, 3-loop | 3-LOOP
eV-210518-1009-0003 | 253 | None | (each) | 2022-02-01 | Active | TruFLOW Jr. Manifold Balancing Valves, 4-loop | 4-LOOP
eV-210518-0902-0001 | 103 | None | (each) | 2022-02-01 | Active | TruFLOW Jr. Valveless, 2-loop | 2-LOOP
eV-210518-0902-0002 | 129 | None | (each) | 2022-02-01 | Active | TruFLOW Jr. Valveless, 3-loop | 3-LOOP
eV-210518-0902-0003 | 140 | None | (each) | 2022-02-01 | Active | TruFLOW Jr. Valveless, 4-loop | 4-LOOP
eV-210520-1217-0001 | 82.8 | None | (each) | 2022-02-01 | Active | EP Branch Multi-port Tee, 7 outlets with mounting clips | 3/4 x 1/2
eV-210520-1217-0002 | 85.5 | None | (each) | 2022-02-01 | Active | EP Branch Multi-port Tee, 8 outlets with mounting clips | 3/4 x 1/2
eV-210520-1217-0003 | 80.3 | None | (each) | 2022-02-01 | Active | EP Branch Multi-port Tee, 7 outlets with mounting clips | 1 x 1/2
eV-210520-1217-0004 | 87.4 | None | (each) | 2022-02-01 | Active | EP Branch Multi-port Tee, 8 outlets with mounting clips | 1 x 1/2
eV-210520-1217-0005 | 95.2 | None | (each) | 2022-02-01 | Active | EP Branch Multi-port Tee, 10 outlets with mounting clips | 1 x 1/2
eV-210520-1217-0006 | 104 | None | (each) | 2022-02-01 | Active | EP Branch Multi-port Tee, 12 outlets with mounting clips | 1 x 1/2
eV-210520-1217-0007 | 70 | None | (each) | 2022-02-01 | Active | EP Branch Multi-port Tee, 3 outlets | 1-1/4 x 3/4
eV-210520-1524-0001 | 65.5 | None | (each) | 2022-02-01 | Active | Commercial EP Branch Multi Port Elbow, 7 outlets | 3/4 x 1/2
eV-210520-1524-0002 | 88.9 | None | (each) | 2022-02-01 | Active | Commercial EP Branch Multi Port Elbow, 8 outlets | 3/4 x 1/2
eV-210520-1524-0005 | 90.5 | None | (each) | 2022-02-01 | Active | Commercial EP Branch Multi Port Elbow, 10 outlets | 1 x 1/2
eV-210630-0326-0001 | 54.4 | None | (each) | 2022-02-01 | Active | ProPEX LF Brass In-line Ice Maker Tee | 1/2 x 1/2 x 1/4
eV-210630-0326-0002 | 23.8 | None | (each) | 2022-02-01 | Active | ProPEX LF Brass Ice Maker Valve | 1/2 x 1/4
eV-210630-0326-0003 | 27.8 | None | (each) | 2022-02-01 | Active | ProPEX LF Brass Ice Maker Valve | 1/2 x 1/4
eV-210701-1052-0001 | 24.25 | None | (each) | 2022-02-01 | Active | ProPEX LF Brass Compression Angle Stop Valve | 1/2 x 3/8
eV-210701-1128-0001 | 28.1 | None | (each) | 2022-02-01 | Active | ProPEX LF Brass Compression Straight Stop Valve | 1/2 x 3/8
eV-210701-1145-0001 | 10.7 | None | (each) | 2022-02-01 | Active | ProPEX LF Brass Angle Stop Valve | 1/2 x 3/8
eV-210707-1307-0001 | 66.1 | None | (each) | 2022-02-01 | Active | ProPEX LF Water Heater Adapter | 3/4
eV-210701-1403-0001 | 103 | None | (each) | 2022-02-01 | Active | ProPEX LF CTS Groove Fitting Adapter | 2
eV-210701-1403-0002 | 102 | None | (each) | 2022-02-01 | Active | ProPEX LF CTS Groove Fitting Adapter | 2 x 2-1/2
eV-210701-1403-0003 | 157 | None | (each) | 2022-02-01 | Active | ProPEX LF CTS Groove Fitting Adapter | 2-1/2
eV-210701-1403-0004 | 232 | None | (each) | 2022-02-01 | Active | ProPEX LF CTS Groove Fitting Adapter | 3
eV-210408-1302-0001 | 17.4 | None | (each) | 2022-02-01 | Active | ProPEX LF Copper Tub Ell | 1/2 ( 3'' x 4'')
eV-210408-1302-0002 | 19.2 | None | (each) | 2022-02-01 | Active | ProPEX LF Copper Tub Ell | 1/2 (3'' x 6'')
eV-210408-0756-0001 | 21.15 | None | (each) | 2022-02-01 | Active | ProPEX LF Copper Stub Ell | 1/2 ( 3-1/2'' x 8'')
eV-210408-0756-0002 | 31.1 | None | (each) | 2022-02-01 | Active | ProPEX LF Copper Stub Ell | 1/2 (8'' x 13'')
eV-210408-0756-0003 | 30.3 | None | (each) | 2022-02-01 | Active | ProPEX LF Copper Stub Ell | 1/2 (13'' x 8'')
eV-210408-0756-0004 | 47.4 | None | (each) | 2022-02-01 | Active | ProPEX LF Copper Stub Ell | 3/4
eV-210408-0756-0005 | 72.8 | None | (each) | 2022-02-01 | Active | ProPEX LF Copper Stub Ell | 1
eV-210508-0729-0001 | 21.75 | None | (each) | 2022-02-01 | Active | ProPEX LF Copper Straight Stub | 1/2 (8'')
eV-210508-0729-0002 | 26.2 | None | (each) | 2022-02-01 | Active | ProPEX LF Copper Straight Stub | 1/2 (15'')
eV-210508-0729-0003 | 535 | None | (each) | 2022-02-01 | Active | ProPEX LF Copper Straight Stub | 2-1/2
eV-210508-0729-0004 | 850 | None | (each) | 2022-02-01 | Active | ProPEX LF Copper Straight Stub | 3
eV-210701-1457-0001 | 100 | None | (each) | 2022-02-01 | Active | ProPEX Washing Machine Outlet Box | 1/2
eV-210701-1551-0001 | 83.1 | None | (each) | 2022-02-01 | Active | ProPEX LF Brass CPVC Spigot Adapter Kit | 1-1/4
eV-210701-1551-0002 | 108 | None | (each) | 2022-02-01 | Active | ProPEX LF Brass CPVC Spigot Adapter Kit | 1-1/2
eV-210701-1551-0003 | 173 | None | (each) | 2022-02-01 | Active | ProPEX LF Brass CPVC Spigot Adapter Kit | 2
eV-210701-1603-0000 | 17.25 | None | (each) | 2022-02-01 | Active | ProPEX LF Brass Stop and Drain Ball Valve (full port) | 1/2
eV-210701-1603-0001 | 58 | None | (each) | 2022-02-01 | Active | ProPEX LF Brass Stop and Drain Ball Valve | 3/4
eV-210701-1603-0002 | 23 | None | (each) | 2022-02-01 | Active | ProPEX LF Brass Stop and Drain Ball Valve (full port) | 3/4
eV-210701-1603-0003 | 35.65 | None | (each) | 2022-02-01 | Active | ProPEX LF Brass Stop and Drain Ball Valve (full port) | 1
eV-210701-1612-0001 | 59.3 | None | (each) | 2022-02-01 | Active | ProPEX Ice Maker Box with Support Brackets | 1/2
eV-210701-1649-0001 | 780 | None | (each) | 2022-02-01 | Active | 1 x 6 Copper Manifold with 24 LF Brass outlets | 1 x 1/2 - 24 Port
eV-210701-1913-0001 | 735 | None | (each) | 2022-02-01 | Active | 1-1/2 x 3/4 Copper Valveless Manifold with 24 outlets | 1-1/2 x 3/4 - 24 Port
eV-210701-1913-0002 | 1060 | None | (each) | 2022-02-01 | Active | 2 x 3/4 Copper Valveless Manifold with 24 outlets | 2 x 3/4 - 24 Port
eV-210701-1932-0001 | 23.85 | None | (each) | 2022-02-01 | Active | Basic End Cap | R32
eV-210701-2011-0001 | 315 | None | (each) | 2022-02-01 | Active | Manifold Supply and Return Ball Valves with Filter and Temp Gauge | 1-1/4
eV-210701-2011-0002 | 244 | None | (each) | 2022-02-01 | Active | Manifold Supply and Return Ball Valves with Temp Gauges | 1-1/4
eV-210701-2011-0003 | 131 | None | (each) | 2022-02-01 | Active | Manifold Supply and Return Ball Valves | 1-1/4
eV-210701-2045-0001 | 52.2 | None | (each) | 2022-02-01 | Active | TruFLOW Visual Flow Meter | 0.15 to 0.8 gpm
eV-210701-2045-0002 | 52.2 | None | (each) | 2022-02-01 | Active | TruFLOW Visual Flow Meter | 0.25 to 2.0 gpm
eV-210701-2123-0001 | 20.3 | None | (each) | 2022-02-01 | Active | QS-style Fitting Assembly | 5/16 x R20
eV-210701-2123-0002 | 19.55 | None | (each) | 2022-02-01 | Active | QS-style Fitting Assembly | 3/8 x R20
eV-210701-2123-0003 | 15.8 | None | (each) | 2022-02-01 | Active | QS-style Fitting Assembly | 1/2 x R20
eV-210701-2123-0004 | 19.15 | None | (each) | 2022-02-01 | Active | QS-style Fitting Assembly | 5/8 x R20
eV-210701-2123-0005 | 22.25 | None | (each) | 2022-02-01 | Active | QS-style Fitting Assembly | 5/8 x R25
eV-210701-2123-0006 | 26.4 | None | (each) | 2022-02-01 | Active | QS-style Fitting Assembly | 3/4 x R25
eV-210701-2142-0001 | 960 | None | (each) | 2022-02-01 | Active | 2 x 3/4 Copper Valveless Manifold with 12 outlets | 2 x 3/4 - 12 Port
eV-210701-2307-0001 | 40.3 | None | (each) | 2022-02-01 | Active | ProPEX Ball Valve | 5/8 x 3/4
eV-210701-2307-0002 | 43.1 | None | (each) | 2022-02-01 | Active | ProPEX Ball Valve | 3/4
eV-210702-0803-0001 | 76.8 | None | (each) | 2022-02-01 | Active | ProPEX Ball and Balancing Valve | 5/8 x 3/4
eV-210702-0803-0002 | 80.2 | None | (each) | 2022-02-01 | Active | ProPEX Ball and Balancing Valve | 3/4
eV-210702-0803-0003 | 41.1 | None | (each) | 2022-02-01 | Active | ProPEX Ball Valve | R20 x 3/4
eV-210702-0803-0004 | 47.1 | None | (each) | 2022-02-01 | Active | ProPEX Ball Valve | R25 x 3/4
eV-210702-0803-0005 | 81.1 | None | (each) | 2022-02-01 | Active | ProPEX Ball and Balancing Valve | R20 x 3/4
eV-210702-0803-0006 | 85.2 | None | (each) | 2022-02-01 | Active | ProPEX Ball and Balancing Valve | R25 x 3/4
eV-210702-0915-0001 | 1560 | None | (each) | 2022-02-01 | Active | HDPE Valveless Manifold | 3 x 3/4 - 10 Port
eV-210702-0915-0002 | 1850 | None | (each) | 2022-02-01 | Active | HDPE Valveless Manifold | 3 x 1 - 10 Port
eV-210702-0915-0003 | 3100 | None | (each) | 2022-02-01 | Active | HDPE Valveless Manifold | 3 x 3/4 - 20 Port
eV-210702-0915-0004 | 3680 | None | (each) | 2022-02-01 | Active | HDPE Valveless Manifold | 3 x 1 - 20 Port
eV-210702-0915-0005 | 1630 | None | (each) | 2022-02-01 | Active | HDPE Valveless Manifold | 4 x 3/4 - 10 Port
eV-210702-0915-0006 | 1920 | None | (each) | 2022-02-01 | Active | HDPE Valveless Manifold | 4 x 1 - 10 Port
eV-210702-0915-0007 | 3370 | None | (each) | 2022-02-01 | Active | HDPE Valveless Manifold | 4 x 3/4 - 20 Port
eV-210702-0915-0008 | 3820 | None | (each) | 2022-02-01 | Active | HDPE Valveless Manifold | 4 x 1 - 20 Port
eV-210702-1051-0001 | 50.3 | None | (each) | 2022-02-01 | Active | Thermal Twin with 6.9 Jacket. 600ft- Coil | 1
eV-210702-1051-0002 | 28 | None | (each) | 2022-02-01 | Active | Thermal Twin Jr. with 5.5 Jacket. 600ft- Coil | 1-1/4
eV-210702-1051-0003 | 55.2 | None | (each) | 2022-02-01 | Active | Thermal Twin with 6.9 Jacket. 500ft- Coil | 1-1/4
eV-210702-1051-0004 | 70.5 | None | (each) | 2022-02-01 | Active | Thermal Twin with 6.9 Jacket. 300ft- Coil | 1-1/2
eV-210702-1051-0005 | 102 | None | (each) | 2022-02-01 | Active | Thermal Twin with 7.9 Jacket. 300ft-Coil | 2
eV-210702-1051-0006 | 129 | None | (each) | 2022-02-01 | Active | Thermal Twin with 7.9 Jacket. 300ft-Coil | 2-1/2
eV-210702-1115-0001 | 50.3 | None | (each) | 2022-02-01 | Active | Potable PEX Twin with 6.9 Jacket. 600ft-Coil | 1
eV-210702-1115-0002 | 55.2 | None | (each) | 2022-02-01 | Active | Potable PEX Twin with 6.9 Jacket. 500ft-Coil | 1-1/4
eV-210702-1115-0003 | 70.5 | None | (each) | 2022-02-01 | Active | Potable PEX Twin with 6.9 Jacket. 300ft-Coil | 1-1/2
eV-210702-1115-0004 | 101 | None | (each) | 2022-02-01 | Active | Potable PEX Twin with 7.9 Jacket. 300ft-Coil | 2
eV-210702-1142-0001 | 342 | None | (each) | 2022-02-01 | Active | WIPEX Fitting | 4
eV-210702-1153-0001 | 67.9 | None | (each) | 2022-02-01 | Active | End Cap with 2.7 Jacket | 3/4
eV-210702-1153-0002 | 67.9 | None | (each) | 2022-02-01 | Active | End Cap with 2.7 Jacket | 1
eV-210702-1153-0003 | 144 | None | (each) | 2022-02-01 | Active | End Cap with 5.5 Jacket | 1
eV-210702-1153-0004 | 144 | None | (each) | 2022-02-01 | Active | End Cap with 5.5 Jacket | 1-1/4
eV-210702-1153-0005 | 171 | None | (each) | 2022-02-01 | Active | End Cap with 6.9 Jacket | 1-1/2
eV-210702-1153-0006 | 171 | None | (each) | 2022-02-01 | Active | End Cap with 6.9 Jacket | 2
eV-210702-1153-0007 | 171 | None | (each) | 2022-02-01 | Active | End Cap with 6.9 Jacket | 2-1/2
eV-210702-1153-0008 | 193 | None | (each) | 2022-02-01 | Active | End Cap with 7.9 Jacket | 3
eV-210702-1153-0009 | 193 | None | (each) | 2022-02-01 | Active | End Cap with 7.9 Jacket | 3-1/2
eV-210702-1153-0010 | 193 | None | (each) | 2022-02-01 | Active | End Cap with 7.9 Jacket | 4
eV-210702-1212-0001 | 140 | None | (each) | 2022-02-01 | Active | Twin End Cap with 5.5 Jacket | 1
eV-210702-1212-0002 | 140 | None | (each) | 2022-02-01 | Active | Twin End Cap with 5.5 Jacket | 1-1/4
eV-210702-1212-0003 | 140 | None | (each) | 2022-02-01 | Active | Twin End Cap with 5.5 Jacket | 1-1/2
eV-210702-1212-0004 | 196 | None | (each) | 2022-02-01 | Active | Twin End Cap with 6.9 Jacket | 1
eV-210702-1212-0005 | 196 | None | (each) | 2022-02-01 | Active | Twin End Cap with 6.9 Jacket | 1-1/4
eV-210702-1212-0006 | 196 | None | (each) | 2022-02-01 | Active | Twin End Cap with 6.9 Jacket | 1-1/2
eV-210702-1212-0007 | 226 | None | (each) | 2022-02-01 | Active | Twin End Cap with 7.9 Jacket | 2
eV-210702-1212-0008 | 226 | None | (each) | 2022-02-01 | Active | Twin End Cap with 7.9 Jacket | 2-1/2
eV-210702-1227-0001 | 0 | None | (each) | 2021-02-01 | Active | AquaPEX Blue Coil Bend
eV-210702-1227-0002 | 0 | None | (each) | 2021-02-01 | Active | AquaPEX Purple Coil Bend
eV-210702-1227-0003 | 0 | None | (each) | 2021-02-01 | Active | AquaPEX Red Coil Bend
eV-210702-1227-0004 | 0 | None | (each) | 2021-02-01 | Active | AquaPEX White Blue Print Coil Bend
eV-210702-1227-0005 | 0 | None | (each) | 2021-02-01 | Active | AquaPEX White Red Print Coil Bend
eV-210702-1227-0006 | 0 | None | (each) | 2021-02-01 | Active | AquaPEX White Coil Bend
eV-210702-1227-0007 | 0 | None | (each) | 2021-02-01 | Active | Wirsbo hePEX Coild Bend
eV-210702-1227-0008 | 0 | None | (each) | 2021-02-01 | Active | AquaPEX Blue Coil Bend with Support
eV-210702-1227-0009 | 0 | None | (each) | 2021-02-01 | Active | AquaPEX Purple Coil Bend with Support
eV-210702-1227-0010 | 0 | None | (each) | 2021-02-01 | Active | AquaPEX Red Coil Bend with Support
eV-210702-1227-0011 | 0 | None | (each) | 2021-02-01 | Active | AquaPEX White Blue Print Coil Bend with Support
eV-210702-1227-0012 | 0 | None | (each) | 2021-02-01 | Active | AquaPEX White Red Print Coil Bend with Support
eV-210702-1227-0013 | 0 | None | (each) | 2021-02-01 | Active | AquaPEX White Coil Bend with Support
eV-210702-1227-0014 | 0 | None | (each) | 2021-02-01 | Active | Wirsbo hePEX Coild Bend with Support
eV-210702-1604-0001 | 3.48 | None | (each) | 2022-02-01 | Active | Metal Bend Support | 3/8
eV-210702-1604-0002 | 3.36 | None | (each) | 2022-02-01 | Active | Metal Bend Support | 1/2
eV-210702-1604-0003 | 4.32 | None | (each) | 2022-02-01 | Active | Metal Bend Support | 5/8
eV-210702-1604-0004 | 6.3 | None | (each) | 2022-02-01 | Active | Metal Bend Support | 3/4
eV-210702-1604-0005 | 2.34 | None | (each) | 2022-02-01 | Active | Plastic Bend Support | 3/8
eV-210702-1604-0006 | 2.46 | None | (each) | 2022-02-01 | Active | Plastic Bend Support | 1/2
eV-210702-1604-0007 | 5.45 | None | (each) | 2022-02-01 | Active | Plastic Bend Support | 3/4
eV-211010-1054-0001 | 0 | None | (each) | 2021-02-01 | Active | 45 Plastic Bend Support | 1/2
eV-211010-1054-0002 | 0 | None | (each) | 2021-02-01 | Active | 45 Plastic Bend Support | 3/4
eV-210715-1059-0001 | 469 | None | (each) | 2022-02-01 | Active | Stainless-steel Manifold, 1-1/4" 2-loop | 2-LOOP
eV-210715-1059-0002 | 595 | None | (each) | 2022-02-01 | Active | Stainless-steel Manifold, 1-1/4" 3-loop | 3-LOOP
eV-210715-1059-0003 | 710 | None | (each) | 2022-02-01 | Active | Stainless-steel Manifold, 1-1/4" 4-loop | 4-LOOP
eV-210715-1059-0004 | 850 | None | (each) | 2022-02-01 | Active | Stainless-steel Manifold, 1-1/4" 5-loop | 5-LOOP
eV-210715-1059-0005 | 965 | None | (each) | 2022-02-01 | Active | Stainless-steel Manifold, 1-1/4" 6-loop | 6-LOOP
eV-210715-1059-0006 | 1080 | None | (each) | 2022-02-01 | Active | Stainless-steel Manifold, 1-1/4" 7-loop | 7-LOOP
eV-210715-1059-0007 | 1250 | None | (each) | 2022-02-01 | Active | Stainless-steel Manifold, 1-1/4" 8-loop | 8-LOOP
eV-210715-1059-0008 | 1530 | None | (each) | 2022-02-01 | Active | Stainless-steel Manifold, 1-1/4" 10-loop | 10-LOOP
eV-210715-1059-0009 | 1760 | None | (each) | 2022-02-01 | Active | Stainless-steel Manifold, 1-1/4" 12-loop | 12-LOOP
eV-210715-1059-0010 | 419 | None | (each) | 2022-02-01 | Active | Stainless-steel Manifold, 1" 2-loop | 2-LOOP
eV-210715-1059-0011 | 487 | None | (each) | 2022-02-01 | Active | Stainless-steel Manifold, 1" 3-loop | 3-LOOP
eV-210715-1059-0012 | 585 | None | (each) | 2022-02-01 | Active | Stainless-steel Manifold, 1" 4-loop | 4-LOOP
eV-210715-1059-0013 | 665 | None | (each) | 2022-02-01 | Active | Stainless-steel Manifold, 1" 5-loop | 5-LOOP
eV-210715-1059-0014 | 755 | None | (each) | 2022-02-01 | Active | Stainless-steel Manifold, 1" 6-loop | 6-LOOP
eV-210715-1059-0015 | 815 | None | (each) | 2022-02-01 | Active | Stainless-steel Manifold, 1" 7-loop | 7-LOOP
eV-210715-1059-0016 | 930 | None | (each) | 2022-02-01 | Active | Stainless-steel Manifold, 1" 8-loop | 8-LOOP
eV-210715-1059-0017 | 1170 | None | (each) | 2022-02-01 | Active | Stainless-steel Manifold, 1" 10-loop | 10-LOOP
eV-210715-1059-0018 | 1370 | None | (each) | 2022-02-01 | Active | Stainless-steel Manifold, 1" 12-loop | 12-LOOP
eV-210809-0256-0017 | 328 | None | (each) | 2022-02-01 | Active | TruFLOW Jr, Balancing Valves and Valveless Manifold, 2-loop | 2-LOOP
eV-210809-0256-0018 | 399 | None | (each) | 2022-02-01 | Active | TruFLOW Jr, Balancing Valves and Valveless Manifold, 3-loop | 3-LOOP
eV-210809-0256-0019 | 474 | None | (each) | 2022-02-01 | Active | TruFLOW Jr, Balancing Valves and Valveless Manifold, 4-loop | 4-LOOP
eV-210809-0256-0020 | 620 | None | (each) | 2022-02-01 | Active | TruFLOW Jr, Balancing Valves and Valveless Manifold, 5-loop | 5-LOOP
eV-210809-0256-0021 | 695 | None | (each) | 2022-02-01 | Active | TruFLOW Jr, Balancing Valves and Valveless Manifold, 6-loop | 6-LOOP
eV-210809-0256-0022 | 785 | None | (each) | 2022-02-01 | Active | TruFLOW Jr, Balancing Valves and Valveless Manifold, 7-loop | 7-LOOP
eV-210809-0256-0023 | 830 | None | (each) | 2022-02-01 | Active | TruFLOW Jr, Balancing Valves and Valveless Manifold, 8-loop | 8-LOOP
eV-210715-1059-0024 | 419 | None | (each) | 2022-02-01 | Active | TruFLOW Jr, B&I Manifold, 2-loop | 2-LOOP
eV-210715-1059-0025 | 515 | None | (each) | 2022-02-01 | Active | TruFLOW Jr, B&I Manifold, 3-loop | 3-LOOP
eV-210715-1059-0026 | 615 | None | (each) | 2022-02-01 | Active | TruFLOW Jr, B&I Manifold, 4-loop | 4-LOOP
eV-210715-1059-0027 | 780 | None | (each) | 2022-02-01 | Active | TruFLOW Jr, B&I Manifold, 5-loop | 5-LOOP
eV-210715-1059-0028 | 875 | None | (each) | 2022-02-01 | Active | TruFLOW Jr, B&I Manifold, 6-loop | 6-LOOP
eV-210715-1059-0029 | 965 | None | (each) | 2022-02-01 | Active | TruFLOW Jr, B&I Manifold, 7-loop | 7-LOOP
eV-210715-1059-0030 | 1100 | None | (each) | 2022-02-01 | Active | TruFLOW Jr, B&I Manifold, 8-loop | 8-LOOP
eV-210715-1059-0031 | 469 | None | (each) | 2022-02-01 | Active | TruFLOW Classic B&I Manifold, 2-loop | 2-LOOP
eV-210715-1059-0032 | 595 | None | (each) | 2022-02-01 | Active | TruFLOW Classic B&I Manifold, 3-loop | 3-LOOP
eV-210715-1059-0033 | 710 | None | (each) | 2022-02-01 | Active | TruFLOW Classic B&I Manifold, 4-loop | 4-LOOP
eV-210715-1059-0034 | 850 | None | (each) | 2022-02-01 | Active | TruFLOW Classic B&I Manifold, 5-loop | 5-LOOP
eV-210715-1059-0035 | 965 | None | (each) | 2022-02-01 | Active | TruFLOW Classic B&I Manifold, 6-loop | 6-LOOP
eV-210715-1059-0036 | 1080 | None | (each) | 2022-02-01 | Active | TruFLOW Classic B&I Manifold, 7-loop | 7-LOOP
eV-210715-1059-0037 | 1250 | None | (each) | 2022-02-01 | Active | TruFLOW Classic B&I Manifold, 8-loop | 8-LOOP
eV-210715-1059-0038 | 1530 | None | (each) | 2022-02-01 | Active | TruFLOW Classic B&I Manifold, 10-loop | 10-Loop
eV-210715-1059-0039 | 1760 | None | (each) | 2022-02-01 | Active | TruFLOW Classic B&I Manifold, 12-loop | 12-Loop
eV-210715-1059-0040 | 388 | None | (each) | 2022-02-01 | Active | EP Heating Manifold, 2-loop | 2-LOOP
eV-210715-1059-0041 | 449 | None | (each) | 2022-02-01 | Active | EP Heating Manifold, 3-loop | 3-LOOP
eV-210715-1059-0042 | 535 | None | (each) | 2022-02-01 | Active | EP Heating Manifold, 4-loop | 4-LOOP
eV-210715-1059-0043 | 620 | None | (each) | 2022-02-01 | Active | EP Heating Manifold, 5-loop | 5-LOOP
eV-210715-1059-0044 | 695 | None | (each) | 2022-02-01 | Active | EP Heating Manifold, 6-loop | 6-LOOP
eV-210715-1059-0045 | 750 | None | (each) | 2022-02-01 | Active | EP Heating Manifold, 7-loop | 7-LOOP
eV-210715-1059-0046 | 860 | None | (each) | 2022-02-01 | Active | EP Heating Manifold, 8-loop | 8-LOOP
eV-210715-1221-0001 | 78.7 | None | (each) | 2022-02-01 | Active | Two-wire Thermal Actuator for EP Heating Manifolds | -
eV-210715-1221-0002 | 83.9 | None | (each) | 2022-02-01 | Active | Two-wire Thermal Actuator for TruFLOW Classic and Jr. Valved Manifolds | -
eV-210715-1221-0003 | 79.4 | None | (each) | 2022-02-01 | Active | Two-wire Thermal Actuator for Stainless-steel Manifolds | -
eV-210804-1402-0001 | 127 | None | (each) | 2022-02-01 | Active | Four-wire Thermal Actuator | -
eV-210715-1300-0001 | 1180 | None | (each) | 2022-02-01 | Active | Straight Insulation Kit | 5.5
eV-210715-1300-0002 | 1180 | None | (each) | 2022-02-01 | Active | Straight Insulation Kit | 6.9
eV-210715-1300-0003 | 1180 | None | (each) | 2022-02-01 | Active | Straight Insulation Kit | 7.9
eV-210715-1314-0001 | 1210 | None | (each) | 2022-02-01 | Active | Elbow Insulation Kit | 5.5
eV-210715-1314-0002 | 1210 | None | (each) | 2022-02-01 | Active | Elbow Insulation Kit | 6.9
eV-210715-1314-0003 | 1210 | None | (each) | 2022-02-01 | Active | Elbow Insulation Kit | 7.9
eV-210715-1314-0004 | 1390 | None | (each) | 2022-02-01 | Active | Tee Insulation Kit | 5.5
eV-210715-1314-0005 | 1390 | None | (each) | 2022-02-01 | Active | Tee Insulation Kit | 6.9
eV-210715-1314-0006 | 1390 | None | (each) | 2022-02-01 | Active | Tee Insulation Kit | 7.9
eV-210715-1314-0007 | 2150 | None | (each) | 2022-02-01 | Active | H-Insulation Kit | 5.5
eV-210715-1314-0008 | 2150 | None | (each) | 2022-02-01 | Active | H-Insulation Kit | 6.9
eV-210715-1314-0009 | 2150 | None | (each) | 2022-02-01 | Active | H-Insulation Kit | 7.9
eV-210715-1354-0001 | 90.1 | None | (each) | 2022-02-01 | Active | Reducer Bushing | 5.5 x 2.7
eV-210715-1405-0001 | 4.61 | None | (each) | 2022-02-01 | Active | Plastic Drop Ear Bend Supports | 3/8
eV-210715-1405-0002 | 4.66 | None | (each) | 2022-02-01 | Active | Plastic Drop Ear Bend Supports | 1/2
eV-210715-1405-0003 | 8.4 | None | (each) | 2022-02-01 | Active | Metal Drop Ear Bend Supports | 3/8
eV-210715-1405-0004 | 8.75 | None | (each) | 2022-02-01 | Active | Metal Drop Ear Bend Supports | 1/2
eV-210715-1434-0001 | 11.7 | None | (each) | 2022-02-01 | Active | Metal Straight-through Support | 1/2
eV-210715-1434-0002 | 160 | None | (each) | 2022-02-01 | Active | Wall Sleeve with Heat Shrink for 2.7 Jacket | 2.7 Jacket
eV-210715-1434-0003 | 354 | None | (each) | 2022-02-01 | Active | Wall Sleeve with Heat Shrink for 5.5 Jacket | 5.5 Jacket
eV-210715-1434-0004 | 396 | None | (each) | 2022-02-01 | Active | Wall Sleeve with Heat Shrink for 6.9 and 7.9 Jackets | 6.9/7.9 Jacket
eV-210715-1434-0005 | 505 | None | (each) | 2022-02-01 | Active | Compression Wall Seal for 2.7 Jacket | 2.7 Jacket
eV-210715-1434-0006 | 595 | None | (each) | 2022-02-01 | Active | Compression Wall Seal for 5.5 Jacket | 5.5 Jacket
eV-210715-1434-0007 | 715 | None | (each) | 2022-02-01 | Active | Compression Wall Seal for 6.9 Jacket | 6.9 Jacket
eV-210715-1434-0008 | 760 | None | (each) | 2022-02-01 | Active | Compression Wall Seal for 7.9 Jacket | 7.9 Jacket
eV-210803-0733-0001 | 451 | None | (each) | 2022-02-01 | Active | TruFLOW classic manifold extension kits | 2-LOOP
eV-210803-0918-0001 | 1470 | None | (each) | 2022-02-01 | Active | 2 x 4 Copper Valved Manifold with 5/8 ProPEX Ball Valves, 12 outlets | 2 x 5/8 - 12 Port
eV-210803-0918-0002 | 1520 | None | (each) | 2022-02-01 | Active | 2 x 4 Copper Valved Manifold with 3/4 ProPEX Ball Valves, 12 outlets | 2 x 3/4 - 12 Port
eV-210803-0918-0003 | 2110 | None | (each) | 2022-02-01 | Active | 2 x 4 Copper Valved Manifold with 5/8 ProPEX Ball & Balancing Valves, 12 outlets | 2 x 5/8 - 12 Port
eV-210803-0918-0004 | 1870 | None | (each) | 2022-02-01 | Active | 2 x 4 Copper Valved Manifold with 3/4 ProPEX Ball & Balancing Valves, 12 outlets | 2 x 3/4 - 12 Port
eV-210804-0739-0001 | 307 | None | (each) | 2022-02-01 | Active | 1 x 1/2 Copper Manifold w/ LF Brass Ball Valve, 4 outlets | 1 x 1/2 - 4 Port
eV-210804-0739-0002 | 434 | None | (each) | 2022-02-01 | Active | 1 x 1/2 Copper Manifold w/ LF Brass Ball Valve, 6 outlets | 1 x 1/2 - 6 Port
eV-210804-0739-0003 | 585 | None | (each) | 2022-02-01 | Active | 1 x 1/2 Copper Manifold w/ LF Brass Ball Valve, 8 outlets | 1 x 1/2 - 8 Port
eV-210804-0739-0004 | 710 | None | (each) | 2022-02-01 | Active | 1 x 1/2 Copper Manifold w/ LF Brass Ball Valve, 10 outlets | 1 x 1/2 - 10 Port
eV-210804-0739-0005 | 820 | None | (each) | 2022-02-01 | Active | 1 x 1/2 Copper Manifold w/ LF Brass Ball Valve, 12 outlets | 1 x 1/2 - 12 Port
eV-210804-0808-0001 | 1270 | None | (each) | 2022-02-01 | Active | 2 x 4 Copper Valved Manifold with R20 Ball Valve, 12 outlets | 2 x R20 - 12 Port
eV-210804-0808-0002 | 1270 | None | (each) | 2022-02-01 | Active | 2 x 4 Copper Valved Manifold with R25 Ball Valve, 12 outlets | 2 x R25 - 12 Port
eV-210804-0808-0003 | 2170 | None | (each) | 2022-02-01 | Active | 2 x 4 Copper Valved Manifold with R20 Ball & Balancing Valves, 12 outlets | 2 x R20 - 12 Port
eV-210804-0808-0004 | 1870 | None | (each) | 2022-02-01 | Active | 2 x 4 Copper Valved Manifold with R25 Ball & Balancing Valves, 12 outlets | 2 x R25 - 12 Port
eV-210804-1230-0001 | 4.77 | None | (each) | 2022-02-01 | Active | PVC Elbow PEX Bend Support | 3/4
eV-210804-1230-0002 | 6.35 | None | (each) | 2022-02-01 | Active | PVC Elbow PEX Bend Support | 1
eV-210804-1230-0003 | 13.4 | None | (each) | 2022-02-01 | Active | PVC Elbow PEX Bend Support | 1-1/4
eV-210804-1230-0004 | 14.8 | None | (each) | 2022-02-01 | Active | PVC Elbow PEX Bend Support | 1-1/2
eV-210804-1431-0001 | 1.33 | None | (each) | 2022-02-01 | Active | Insert | 1/4
eV-210804-1512-0001 | 47.5 | None | (each) | 2021-06-01 | Active | EP Heating Manifold Elbow | Short
eV-210804-1512-0002 | 47.5 | None | (each) | 2021-06-01 | Active | EP Heating Manifold Elbow | Long
eV-210804-1628-0001 | 157 | None | (each) | 2021-06-01 | Active | EP Heating Manifold Connection Piece | R32
eV-210804-1744-0001 | 59.9 | None | (each) | 2022-02-01 | Active | EP Heating Manifold Single Section with Balancing Valve & Flow Meter | R32
eV-210804-1758-0001 | 43.1 | None | (each) | 2022-02-01 | Active | EP Heating Manifold Single Section with Isolation Valve | R32
eV-210804-1812-0001 | 27.8 | None | (each) | 2022-06-01 | Active | TruFLOW Manifold Coupling Nipple | 1-1/4
eV-210804-1836-0001 | 34.6 | None | (each) | 2022-02-01 | Active | TruFLOW Manifold Elbow Union | R32 x 1-1/4
eV-210804-1854-0001 | 34.1 | None | (each) | 2022-02-01 | Active | TruFLOW Classic Manifold Offset Union | R32 x 1-1/4
eV-210804-1937-0001 | 191 | None | (each) | 2022-02-01 | Active | Copper Manifold End Cap | 2
eV-210822-0340-0001 | 0.01 | None | (each) | 2021-06-01 | Active | Ecoflex Thermal Single Bend | 3/4
eV-210822-0340-0002 | 0.01 | None | (each) | 2021-06-01 | Active | Ecoflex Thermal Single Bend | 1
eV-210822-0340-0003 | 0.01 | None | (each) | 2021-06-01 | Active | Ecoflex Thermal Single Bend | 1-1/4
eV-210822-0340-0004 | 0.01 | None | (each) | 2021-06-01 | Active | Ecoflex Thermal Single Bend | 1-1/2
eV-210822-0340-0005 | 0.01 | None | (each) | 2021-06-01 | Active | Ecoflex Thermal Single Bend | 2
eV-210822-0340-0006 | 0.01 | None | (each) | 2021-06-01 | Active | Ecoflex Thermal Single Bend | 2-1/2
eV-210822-0340-0007 | 0.01 | None | (each) | 2021-06-01 | Active | Ecoflex Thermal Single Bend | 3
eV-210822-0340-0008 | 0.01 | None | (each) | 2021-06-01 | Active | Ecoflex Thermal Single Bend | 4
eV-210822-0340-0009 | 0.01 | None | (each) | 2021-06-01 | Active | Ecoflex Potable HDPE Bend | 3/4
eV-210822-0340-0010 | 0.01 | None | (each) | 2021-06-01 | Active | Ecoflex Potable HDPE Bend | 1
eV-210822-0340-0011 | 0.01 | None | (each) | 2021-06-01 | Active | Ecoflex Potable HDPE Bend | 1-1/4
eV-210822-0340-0012 | 0.01 | None | (each) | 2021-06-01 | Active | Ecoflex Potable HDPE Bend | 1-1/2
eV-210822-0340-0013 | 0.01 | None | (each) | 2021-06-01 | Active | Ecoflex Potable HDPE Bend | 2
eV-210822-0340-0014 | 0.01 | None | (each) | 2021-06-01 | Active | Ecoflex Potable HDPE Bend | 2-1/2
eV-210822-0340-0015 | 0.01 | None | (each) | 2021-06-01 | Active | Ecoflex Potable HDPE Bend | 3
eV-210822-0340-0016 | 0.01 | None | (each) | 2021-06-01 | Active | Ecoflex Potable HDPE Bend | 4
eV-210822-0340-0017 | 0.01 | None | (each) | 2021-06-01 | Active | Ecoflex Thermal Twin Bend | 3/4
eV-210822-0340-0018 | 0.01 | None | (each) | 2021-06-01 | Active | Ecoflex Thermal Twin Bend | 1
eV-210822-0340-0019 | 0.01 | None | (each) | 2021-06-01 | Active | Ecoflex Thermal Twin Bend | 1-1/4
eV-210822-0340-0020 | 0.01 | None | (each) | 2021-06-01 | Active | Ecoflex Thermal Twin Bend | 1-1/2
eV-210822-0340-0021 | 0.01 | None | (each) | 2021-06-01 | Active | Ecoflex Thermal Twin Bend | 2
eV-210822-0340-0022 | 0.01 | None | (each) | 2021-06-01 | Active | Ecoflex Thermal Twin Bend | 2-1/2
eV-210822-0340-0023 | 0.01 | None | (each) | 2021-06-01 | Active | Ecoflex Thermal Twin Bend | 3
eV-210822-0340-0024 | 0.01 | None | (each) | 2021-06-01 | Active | Ecoflex Thermal Twin Bend | 4
eV-211006-1154-0001 | 30.7 | None | (each) | 2022-02-01 | Active | Flange Ring | 2-1/2
eV-211006-1154-0002 | 29.6 | None | (each) | 2022-02-01 | Active | Flange Ring | 3
eV-211006-1154-0003 | 41.8 | None | (each) | 2022-02-01 | Active | Flange Ring | 4
eV-211006-1154-0004 | 66.2 | None | (each) | 2022-02-01 | Active | Flange Ring | 6
eV-211006-1154-0005 | 89.1 | None | (each) | 2022-02-01 | Active | Flange Ring | 8
eV-211006-1154-0006 | 123 | None | (each) | 2022-02-01 | Active | Flange Ring | 10
eV-211006-1154-0007 | 170 | None | (each) | 2022-02-01 | Active | Flange Ring | 12
eV-211010-0723-0001 | 162 | None | (each) | 2022-02-01 | Active | PP-RCT 45 Elbow Short Radius, Mechanical, SDR 11 | 6
eV-211010-0723-0002 | 291 | None | (each) | 2022-02-01 | Active | PP-RCT 45 Elbow Short Radius, Mechanical, SDR 11 | 8
eV-211010-0723-0003 | 439 | None | (each) | 2022-02-01 | Active | PP-RCT 45 Elbow Short Radius, Mechanical, SDR 11 | 10
eV-211010-0723-0004 | 640 | None | (each) | 2022-02-01 | Active | PP-RCT 45 Elbow Short Radius, Mechanical, SDR 11 | 12
eV-211010-0729-0001 | 195 | None | (each) | 2022-02-01 | Active | PP-RCT 45 Elbow Short Radius, Mechanical, SDR 9 | 6
eV-211010-0729-0002 | 329 | None | (each) | 2022-02-01 | Active | PP-RCT 45 Elbow Short Radius, Mechanical, SDR 9 | 8
eV-211010-0729-0003 | 0.01 | None | (each) | 2022-02-01 | Active | PP-RCT 45 Elbow Short Radius, Mechanical, SDR 9 | 10
eV-211010-0729-0004 | 0.01 | None | (each) | 2022-02-01 | Active | PP-RCT 45 Elbow Short Radius, Mechanical, SDR 9 | 12
eV-211010-0736-0001 | 159 | None | (each) | 2022-02-01 | Active | PP-RCT 45 Elbow Short Radius, Mechanical, SDR 17.6 | 6
eV-211010-0736-0002 | 196 | None | (each) | 2022-02-01 | Active | PP-RCT 45 Elbow Short Radius, Mechanical, SDR 17.6 | 8
eV-211010-0736-0003 | 303 | None | (each) | 2022-02-01 | Active | PP-RCT 45 Elbow Short Radius, Mechanical, SDR 17.6 | 10
eV-211010-0736-0004 | 417 | None | (each) | 2022-02-01 | Active | PP-RCT 45 Elbow Short Radius, Mechanical, SDR 17.6 | 12
eV-211010-0745-0001 | 163 | None | (each) | 2022-02-01 | Active | PP-RCT 90 Elbow Short Radius, Mechanical, SDR 17.6 | 6
eV-211010-0745-0002 | 252 | None | (each) | 2022-02-01 | Active | PP-RCT 90 Elbow Short Radius, Mechanical, SDR 17.6 | 8
eV-211010-0745-0003 | 364 | None | (each) | 2022-02-01 | Active | PP-RCT 90 Elbow Short Radius, Mechanical, SDR 17.6 | 10
eV-211010-0745-0004 | 595 | None | (each) | 2022-02-01 | Active | PP-RCT 90 Elbow Short Radius, Mechanical, SDR 17.6 | 12
eV-211010-0755-0001 | 158 | None | (each) | 2022-02-01 | Active | PP-RCT 90 Elbow Short Radius, Mechanical, SDR 11 | 6
eV-211010-0755-0002 | 324 | None | (each) | 2022-02-01 | Active | PP-RCT 90 Elbow Short Radius, Mechanical, SDR 11 | 8
eV-211010-0755-0003 | 505 | None | (each) | 2022-02-01 | Active | PP-RCT 90 Elbow Short Radius, Mechanical, SDR 11 | 10
eV-211010-0755-0004 | 1170 | None | (each) | 2022-02-01 | Active | PP-RCT 90 Elbow Short Radius, Mechanical, SDR 11 | 12
eV-211010-0759-0001 | 199 | None | (each) | 2022-02-01 | Active | PP-RCT 90 Elbow Short Radius, Mechanical, SDR 9 | 6
eV-211010-0759-0002 | 339 | None | (each) | 2022-02-01 | Active | PP-RCT 90 Elbow Short Radius, Mechanical, SDR 9 | 8
eV-211010-0759-0003 | 515 | None | (each) | 2022-02-01 | Active | PP-RCT 90 Elbow Short Radius, Mechanical, SDR 9 | 10
eV-211010-0759-0004 | 1110 | None | (each) | 2022-02-01 | Active | PP-RCT 90 Elbow Short Radius, Mechanical, SDR 9 | 12
eV-211010-0856-0001 | 13.25 | None | (each) | 2022-02-01 | Active | PP-RCT Transition Saddle | 1-1/2 x 1/2
eV-211010-0856-0002 | 17 | None | (each) | 2022-02-01 | Active | PP-RCT Transition Saddle | 1-1/2 x 3/4
eV-211010-0856-0003 | 13.25 | None | (each) | 2022-02-01 | Active | PP-RCT Transition Saddle | 2 x 1/2
eV-211010-0856-0004 | 17 | None | (each) | 2022-02-01 | Active | PP-RCT Transition Saddle | 2 x 3/4
eV-211010-0856-0005 | 13.25 | None | (each) | 2022-02-01 | Active | PP-RCT Transition Saddle | 2-1/2 x 1/2
eV-211010-0856-0006 | 17 | None | (each) | 2022-02-01 | Active | PP-RCT Transition Saddle | 2-1/2 x 3/4
eV-211010-0856-0007 | 26.8 | None | (each) | 2022-02-01 | Active | PP-RCT Transition Saddle | 2-1/2 x 1
eV-211010-0856-0008 | 13.25 | None | (each) | 2022-02-01 | Active | PP-RCT Transition Saddle | 3 x 1/2
eV-211010-0856-0009 | 17 | None | (each) | 2022-02-01 | Active | PP-RCT Transition Saddle | 3 x 3/4
eV-211010-0856-0010 | 26.8 | None | (each) | 2022-02-01 | Active | PP-RCT Transition Saddle | 3 x 1
eV-211010-0856-0011 | 13.25 | None | (each) | 2022-02-01 | Active | PP-RCT Transition Saddle | 4 x 1/2
eV-211010-0856-0012 | 17 | None | (each) | 2022-02-01 | Active | PP-RCT Transition Saddle | 4 x 3/4
eV-211010-0856-0013 | 26.8 | None | (each) | 2022-02-01 | Active | PP-RCT Transition Saddle | 4 x 1
eV-211010-0856-0014 | 13.25 | None | (each) | 2022-02-01 | Active | PP-RCT Transition Saddle | 6 x 1/2
eV-211010-0856-0015 | 17 | None | (each) | 2022-02-01 | Active | PP-RCT Transition Saddle | 6 x 3/4
eV-211010-0856-0016 | 26.8 | None | (each) | 2022-02-01 | Active | PP-RCT Transition Saddle | 6 x 1
eV-211010-0856-0017 | 13.25 | None | (each) | 2022-02-01 | Active | PP-RCT Transition Saddle | 8 x 1/2
eV-211010-0856-0018 | 17 | None | (each) | 2022-02-01 | Active | PP-RCT Transition Saddle | 8 x 3/4
eV-211010-0856-0019 | 30.5 | None | (each) | 2022-02-01 | Active | PP-RCT Transition Saddle | 8 x 1
eV-211010-0856-0020 | 13.25 | None | (each) | 2022-02-01 | Active | PP-RCT Transition Saddle | 10 x 1/2
eV-211010-0856-0021 | 17 | None | (each) | 2022-02-01 | Active | PP-RCT Transition Saddle | 10 x 3/4
eV-211010-0856-0022 | 30.5 | None | (each) | 2022-02-01 | Active | PP-RCT Transition Saddle | 10 x 1
eV-211010-1131-0001 | 12.08 | None | (each) | 2022-02-01 | Active | ProPEX LF Brass Ball Valve (full port) | 1/2
eV-211010-1131-0002 | 19.55 | None | (each) | 2022-02-01 | Active | ProPEX LF Brass Ball Valve (full port) | 3/4
eV-211010-1131-0003 | 33.36 | None | (each) | 2022-02-01 | Active | ProPEX LF Brass Ball Valve (full port) | 1

## Labor Table
Costing
Labor Table
ID | Time | Units | Description | Size
eV-210518-2348-0001 |  | (each) | Manifold Ball Valve | 1
eV-210518-2348-0002 |  | (each) | Manifold Ball Valve | 1-1/4
eV-210519-1009-0001 |  | (each) | Brass Manifold Bushing | R32 x 3/4
eV-210519-1009-0002 |  | (each) | Brass Manifold Bushing | R32 x 1
eV-210519-0912-0001 |  | (each) | Brass Manifold Adapter | R32 x 3/4
eV-210519-0912-0002 |  | (each) | Brass Manifold Adapter | R32 x 1
eV-210519-0912-0003 |  | (each) | Brass Manifold Adapter | R32 x 1-1/4
eV-210519-0923-0001 |  | (each) | Brass Manifold Fitting Adapter | R32 x 1
eV-210519-0923-0002 |  | (each) | Brass Manifold Fitting Adapter | R32 x 1-1/4
eV-210519-0923-0003 |  | (each) | Brass Manifold Fitting Adapter | R32 x 1-1/2
eV-210519-1050-0001 |  | (each) | Manifold Loop End Cap | R20
eV-210519-0954-0001 |  | (each) | Threaded Brass Manifold Straight Adapter | R32 x R20
eV-210519-0954-0002 |  | (each) | Threaded Brass Manifold Straight Adapter | R32 x R25
eV-210518-0929-0001 |  | (each) | PEX-a Pipe Support | 1/2
eV-210518-0929-0002 |  | (each) | PEX-a Pipe Support | 3/4
eV-210518-0929-0003 |  | (each) | PEX-a Pipe Support | 1
eV-210518-0929-0004 |  | (each) | PEX-a Pipe Support | 1-1/4
eV-210518-0929-0005 |  | (each) | PEX-a Pipe Support | 1-1/2
eV-210518-0929-0006 |  | (each) | PEX-a Pipe Support | 2
eV-210518-0929-0007 |  | (each) | PEX-a Pipe Support | 2-1/2
eV-210518-0929-0008 |  | (each) | PEX-a Pipe Support | 3
eV-210517-1322-0001 |  | (each) | ProPEX Brass Ball Valve | 1/2
eV-210804-1349-0001 |  | (each) | ProPEX Brass Ball Valve | 3/4
eV-210517-1322-0002 |  | (each) | ProPEX Brass Ball Valve | 1
eV-210517-1322-0003 |  | (each) | ProPEX Brass Ball Valve | 1-1/4
eV-210517-1322-0004 |  | (each) | ProPEX Brass Ball Valve | 1-1/2
eV-210517-1322-0005 |  | (each) | ProPEX Brass Ball Valve | 2
eV-210516-1807-0001 |  | (each) | ProPEX Baseboard Elbow Copper Adapter | 1/2 x 3/4
eV-210516-1807-0002 |  | (each) | ProPEX Baseboard Elbow Copper Adapter | 5/8 x 3/4
eV-210516-1807-0003 |  | (each) | ProPEX Baseboard Elbow Copper Adapter | 3/4
eV-210516-1825-0001 |  | (each) | ProPEX Baseboard Elbow Copper Fitting Adapter | 1/2 x 3/4
eV-210516-1825-0002 |  | (each) | ProPEX Baseboard Elbow Copper Fitting Adapter | 5/8 x 3/4
eV-210516-1825-0003 |  | (each) | ProPEX Baseboard Elbow Copper Fitting Adapter | 3/4
eV-210516-1749-0001 |  | (each) | 90 Elbow | 5/8
eV-210516-1614-0001 |  | (each) | ProPEX Brass Female Threaded Adapter | 1/2
eV-210516-1614-0002 |  | (each) | ProPEX Brass Female Threaded Adapter | 5/8 x 3/4
eV-210516-1614-0003 |  | (each) | ProPEX Brass Female Threaded Adapter | 3/4
eV-210516-1614-0004 |  | (each) | ProPEX Brass Female Threaded Adapter | 3/4 x 1
eV-210516-1614-0005 |  | (each) | ProPEX Brass Female Threaded Adapter | 1
eV-210516-1614-0006 |  | (each) | ProPEX Brass Female Threaded Adapter | 1-1/4
eV-210516-1614-0007 |  | (each) | ProPEX Brass Female Threaded Adapter | 1-1/2
eV-210516-1614-0008 |  | (each) | ProPEX Brass Female Threaded Adapter | 2
eV-210516-1444-0001 |  | (each) | ProPEX Brass Male Threaded Adapter | 1/2
eV-210516-1444-0002 |  | (each) | ProPEX Brass Male Threaded Adapter | 5/8 x 3/4
eV-210516-1444-0003 |  | (each) | ProPEX Brass Male Threaded Adapter | 3/4
eV-210516-1444-0004 |  | (each) | ProPEX Brass Male Threaded Adapter | 1 x 3/4
eV-210516-1444-0005 |  | (each) | ProPEX Brass Male Threaded Adapter | 3/4 x 1
eV-210516-1444-0006 |  | (each) | ProPEX Brass Male Threaded Adapter | 1
eV-210516-1444-0007 |  | (each) | ProPEX Brass Male Threaded Adapter | 1-1/4
eV-210516-1444-0008 |  | (each) | ProPEX Brass Male Threaded Adapter | 1-1/2
eV-210516-1444-0009 |  | (each) | ProPEX Brass Male Threaded Adapter | 2
eV-210414-1729-0001 |  | (each) | Plug | 5/8
eV-210516-1213-0001 |  | (each) | ProPEX Brass Sweat Adapter | 1/2
eV-210516-1213-0002 |  | (each) | ProPEX Brass Sweat Adapter | 3/4 x 1/2
eV-210516-1213-0003 |  | (each) | ProPEX Brass Sweat Adapter | 5/8 x 1/2
eV-210516-1213-0004 |  | (each) | ProPEX Brass Sweat Adapter | 3/4
eV-210516-1213-0005 |  | (each) | ProPEX Brass Sweat Adapter | 5/8 x 3/4
eV-210516-1213-0006 |  | (each) | ProPEX Brass Sweat Adapter | 3/4 x 1
eV-210516-1213-0007 |  | (each) | ProPEX Brass Sweat Adapter | 1
eV-210516-1213-0008 |  | (each) | ProPEX Brass Sweat Adapter | 1-1/4
eV-210516-1213-0009 |  | (each) | ProPEX Brass Sweat Adapter | 1-1/2
eV-210516-1213-0010 |  | (each) | ProPEX Brass Sweat Adapter | 2
eV-210516-1836-0001 |  | (each) | ProPEX Brass Fitting Adapter | 1/2
eV-210516-1836-0002 |  | (each) | ProPEX Brass Fitting Adapter | 5/8 x 1/2
eV-210516-1836-0003 |  | (each) | ProPEX Brass Fitting Adapter | 5/8 x 3/4
eV-210516-1836-0004 |  | (each) | ProPEX Brass Fitting Adapter | 3/4 x 1/2
eV-210516-1836-0005 |  | (each) | ProPEX Brass Fitting Adapter | 3/4
eV-210516-1836-0006 |  | (each) | ProPEX Brass Fitting Adapter | 3/4 x 1
eV-210516-1836-0007 |  | (each) | ProPEX Brass Fitting Adapter | 1
eV-210516-1836-0008 |  | (each) | ProPEX Brass Fitting Adapter | 1-1/4
eV-210516-1836-0009 |  | (each) | ProPEX Brass Fitting Adapter | 1-1/2
eV-210516-1836-0010 |  | (each) | ProPEX Brass Fitting Adapter | 2
eV-210402-1009-0001 |  | (each) | ProPEX EP 45 Elbow | 1-1/2
eV-210402-1009-0002 |  | (each) | ProPEX EP 45 Elbow | 2
eV-210402-1009-0003 |  | (each) | ProPEX EP 45 Elbow | 2-1/2
eV-210402-1009-0004 |  | (each) | ProPEX EP 45 Elbow | 3
eV-210402-0953-001 |  | (each) | ProPEX EP Coupling | 3/8 x 3/8
eV-210402-0953-002 |  | (each) | ProPEX EP Coupling | 1/2 x 1/2
eV-210402-0953-003 |  | (each) | ProPEX EP Coupling | 3/4 x 3/4
eV-210402-0953-004 |  | (each) | ProPEX EP Coupling | 1/2 x 3/4
eV-210402-0953-005 |  | (each) | ProPEX EP Coupling | 1 x 1
eV-210402-0953-006 |  | (each) | ProPEX EP Coupling | 3/4 x 1
eV-210402-0953-007 |  | (each) | ProPEX EP Coupling | 1-1/4 x 3/4
eV-210402-0953-008 |  | (each) | ProPEX EP Coupling | 1-1/4 x 1
eV-210402-0953-009 |  | (each) | ProPEX EP Coupling | 1-1/4 x 1-1/4
eV-210402-0953-010 |  | (each) | ProPEX EP Coupling | 1-1/2 x 3/4
eV-210402-0953-011 |  | (each) | ProPEX EP Coupling | 1-1/2 x 1
eV-210402-0953-012 |  | (each) | ProPEX EP Coupling | 1-1/2 x 1-1/4
eV-210402-0953-013 |  | (each) | ProPEX EP Coupling | 1-1/2 x 1-1/2
eV-210402-0953-014 |  | (each) | ProPEX EP Coupling | 2 x 1-1/2
eV-210402-0953-015 |  | (each) | ProPEX EP Coupling | 2 x 2
eV-210402-0953-016 |  | (each) | ProPEX EP Coupling | 2-1/2 x 1-1/4
eV-210402-0953-017 |  | (each) | ProPEX EP Coupling | 2-1/2 x 1-1/2
eV-210402-0953-018 |  | (each) | ProPEX EP Coupling | 2-1/2 x 2
eV-210402-0953-019 |  | (each) | ProPEX EP Coupling | 2-1/2 x 2-1/2
eV-210402-0953-020 |  | (each) | ProPEX EP Coupling | 3 x 2
eV-210402-0953-021 |  | (each) | ProPEX EP Coupling | 3 x 2-1/2
eV-210402-0953-022 |  | (each) | ProPEX EP Coupling | 3 x 3
eV-210402-1001-0001 |  | (each) | ProPEX EP Elbow | 1/2
eV-210402-1001-0002 |  | (each) | ProPEX EP Elbow | 3/4
eV-210402-1001-0003 |  | (each) | ProPEX EP Elbow | 1
eV-210402-1001-0004 |  | (each) | ProPEX EP Elbow | 1-1/4
eV-210402-1001-0005 |  | (each) | ProPEX EP Elbow | 1-1/2
eV-210402-1001-0006 |  | (each) | ProPEX EP Elbow | 2
eV-210402-1001-0007 |  | (each) | ProPEX EP Elbow | 2-1/2
eV-210402-1001-0008 |  | (each) | ProPEX EP Elbow | 3
eV-210416-0919-0001 |  | (each) | Elbow Water Meter Fitting | 3/4 x 1
eV-210416-0919-0002 |  | (each) | Elbow Water Meter Fitting | 1 x 1-1/4
eV-210401-1733-0001 |  | (each) | Opposing-Port Tee | 1 x 1 x 3/4 x 3/4
eV-210401-1733-0002 |  | (each) | Opposing-Port Tee | 1-1/4 x 1-1/4 x 3/4 x 3/4
eV-210401-1733-0003 |  | (each) | Opposing-Port Tee | 1-1/2 x 1-1/2 x 3/4 x 3/4
eV-210401-1733-0004 |  | (each) | Opposing-Port Tee | 2 x 2 x 3/4 x 3/4
eV-210414-0754-0001 |  | (each) | ProPEX EP Plug | 1/2
eV-210414-0754-0002 |  | (each) | ProPEX EP Plug | 3/4
eV-210414-0754-0003 |  | (each) | ProPEX EP Plug | 1
eV-210414-0754-0004 |  | (each) | ProPEX EP Plug | 1-1/4
eV-210414-0754-0005 |  | (each) | ProPEX EP Plug | 1-1/2
eV-210414-0754-0006 |  | (each) | ProPEX EP Plug | 2
eV-210402-0909-001 |  | (each) | ProPEX EP Reducing Tee | 1/2 x 1/2 x 3/4
eV-210402-0909-002 |  | (each) | ProPEX EP Reducing Tee | 3/4 x 1/2 x 1/2
eV-210402-0909-003 |  | (each) | ProPEX EP Reducing Tee | 3/4 x 1/2 x 3/4
eV-210402-0909-004 |  | (each) | ProPEX EP Reducing Tee | 3/4 x 3/4 x 1/2
eV-210402-0909-005 |  | (each) | ProPEX EP Reducing Tee | 3/4 x 3/4 x 1
eV-210402-0909-006 |  | (each) | ProPEX EP Reducing Tee | 1 x 1/2 x 1
eV-210402-0909-007 |  | (each) | ProPEX EP Reducing Tee | 1 x 3/4 x 1/2
eV-210402-0909-008 |  | (each) | ProPEX EP Reducing Tee | 1 x 3/4 x 3/4
eV-210402-0909-009 |  | (each) | ProPEX EP Reducing Tee | 1 x 3/4 x 1
eV-210402-0909-010 |  | (each) | ProPEX EP Reducing Tee | 1 x 3/4 x 1-1/4
eV-210402-0909-011 |  | (each) | ProPEX EP Reducing Tee | 1 x 1 x 1/2
eV-210402-0909-012 |  | (each) | ProPEX EP Reducing Tee | 1 x 1 x 3/4
eV-210402-0909-013 |  | (each) | ProPEX EP Reducing Tee | 1 x 1 x 1-1/4
eV-210402-0909-014 |  | (each) | ProPEX EP Reducing Tee | 1-1/4 x 3/4 x 3/4
eV-210402-0909-015 |  | (each) | ProPEX EP Reducing Tee | 1-1/4 x 3/4 x 1
eV-210402-0909-016 |  | (each) | ProPEX EP Reducing Tee | 1-1/4 x 3/4 x 1-1/4
eV-210402-0909-017 |  | (each) | ProPEX EP Reducing Tee | 1-1/4 x 1 x 3/4
eV-210402-0909-018 |  | (each) | ProPEX EP Reducing Tee | 1-1/4 x 1 x 1
eV-210402-0909-019 |  | (each) | ProPEX EP Reducing Tee | 1-1/4 x 1-1/4 x 3/4
eV-210402-0909-020 |  | (each) | ProPEX EP Reducing Tee | 1-1/4 x 1-1/4 x 1/2
eV-210402-0909-021 |  | (each) | ProPEX EP Reducing Tee | 1-1/4 x 1-1/4 x 1
eV-210402-0909-022 |  | (each) | ProPEX EP Reducing Tee | 1-1/2 x 3/4 x 3/4
eV-210402-0909-023 |  | (each) | ProPEX EP Reducing Tee | 1-1/2 x 3/4 x 1-1/2
eV-210402-0909-024 |  | (each) | ProPEX EP Reducing Tee | 1-1/2 x 1 x 3/4
eV-210402-0909-025 |  | (each) | ProPEX EP Reducing Tee | 1-1/2 x 1 x 1
eV-210402-0909-026 |  | (each) | ProPEX EP Reducing Tee | 1-1/2 x 1 x 1-1/2
eV-210402-0909-027 |  | (each) | ProPEX EP Reducing Tee | 1-1/2 x 1-1/4 x 3/4
eV-210402-0909-028 |  | (each) | ProPEX EP Reducing Tee | 1-1/2 x 1-1/4 x 1
eV-210402-0909-029 |  | (each) | ProPEX EP Reducing Tee | 1-1/2 x 1-1/4 x 1-1/4
eV-210402-0909-030 |  | (each) | ProPEX EP Reducing Tee | 1-1/2 x 1-1/2 x 1/2
eV-210402-0909-031 |  | (each) | ProPEX EP Reducing Tee | 1-1/2 x 1-1/2 x 3/4
eV-210402-0909-032 |  | (each) | ProPEX EP Reducing Tee | 1-1/2 x 1-1/2 x 1
eV-210402-0909-033 |  | (each) | ProPEX EP Reducing Tee | 1-1/2 x 1-1/2 x 1-1/4
eV-210402-0909-034 |  | (each) | ProPEX EP Reducing Tee | 2 x 1 x 1
eV-210402-0909-035 |  | (each) | ProPEX EP Reducing Tee | 2 x 1-1/2 x 1
eV-210402-0909-036 |  | (each) | ProPEX EP Reducing Tee | 2 x 1-1/2 x 1-1/4
eV-210402-0909-037 |  | (each) | ProPEX EP Reducing Tee | 2 x 1-1/2 x 1-1/2
eV-210402-0909-038 |  | (each) | ProPEX EP Reducing Tee | 2 x 1-1/2 x 3/4
eV-210402-0909-039 |  | (each) | ProPEX EP Reducing Tee | 2 x 1-1/2 x 2
eV-210402-0909-040 |  | (each) | ProPEX EP Reducing Tee | 2 x 2 x 1/2
eV-210402-0909-041 |  | (each) | ProPEX EP Reducing Tee | 2 x 2 x 3/4
eV-210402-0909-042 |  | (each) | ProPEX EP Reducing Tee | 2 x 2 x 1
eV-210402-0909-043 |  | (each) | ProPEX EP Reducing Tee | 2 x 2 x 1-1/4
eV-210402-0909-044 |  | (each) | ProPEX EP Reducing Tee | 2 x 2 x 1-1/2
eV-210402-0909-045 |  | (each) | ProPEX EP Reducing Tee | 2-1/2 x 2 x 1-1/2
eV-210402-0909-046 |  | (each) | ProPEX EP Reducing Tee | 2-1/2 x 2 x 2
eV-210402-0909-047 |  | (each) | ProPEX EP Reducing Tee | 2-1/2 x 2-1/2 x 3/4
eV-210402-0909-048 |  | (each) | ProPEX EP Reducing Tee | 2-1/2 x 2-1/2 x 1
eV-210402-0909-049 |  | (each) | ProPEX EP Reducing Tee | 2-1/2 x 2-1/2 x 1-1/4
eV-210402-0909-050 |  | (each) | ProPEX EP Reducing Tee | 2-1/2 x 2-1/2 x 1-1/2
eV-210402-0909-051 |  | (each) | ProPEX EP Reducing Tee | 2-1/2 x 2-1/2 x 2
eV-210402-0909-052 |  | (each) | ProPEX EP Reducing Tee | 3 x 2 x 2
eV-210402-0909-053 |  | (each) | ProPEX EP Reducing Tee | 3 x 2-1/2 x 1-1/2
eV-210402-0909-054 |  | (each) | ProPEX EP Reducing Tee | 3 x 2-1/2 x 2
eV-210402-0909-055 |  | (each) | ProPEX EP Reducing Tee | 3 x 3 x 3/4
eV-210402-0909-056 |  | (each) | ProPEX EP Reducing Tee | 3 x 3 x 1
eV-210402-0909-057 |  | (each) | ProPEX EP Reducing Tee | 3 x 3 x 1-1/4
eV-210402-0909-058 |  | (each) | ProPEX EP Reducing Tee | 3 x 3 x 1-1/2
eV-210402-0909-059 |  | (each) | ProPEX EP Reducing Tee | 3 x 3 x 2
eV-210402-0909-060 |  | (each) | ProPEX EP Reducing Tee | 3 x 3 x 2-1/2
eV-210416-0852-0001 |  | (each) | Straight Water Meter Fitting | 3/4 x 1
eV-210416-0852-0002 |  | (each) | Straight Water Meter Fitting | 1 x 1-1/4
eV-210518-0733-0001 |  | (each) | Swivel Faucet Adapter | 1/2
eV-210416-1019-0001 |  | (each) | ProPEX EP Tee | 1/2
eV-210416-1019-0002 |  | (each) | ProPEX EP Tee | 3/4
eV-210416-1019-0003 |  | (each) | ProPEX EP Tee | 1
eV-210416-1019-0004 |  | (each) | ProPEX EP Tee | 1-1/4
eV-210416-1019-0005 |  | (each) | ProPEX EP Tee | 1-1/2
eV-210416-1019-0006 |  | (each) | ProPEX EP Tee | 2
eV-210416-1019-0007 |  | (each) | ProPEX EP Tee | 2-1/2
eV-210416-1019-0008 |  | (each) | ProPEX EP Tee | 3
eV-210519-1115-0001 |  | (each) | ProPEX Fitting Assembly | R20 x 3/8
eV-210519-1115-0002 |  | (each) | ProPEX Fitting Assembly | R20 x 1/2
eV-210519-1115-0003 |  | (each) | ProPEX Fitting Assembly | R20 x 5/8
eV-210519-1115-0004 |  | (each) | ProPEX Fitting Assembly | R20 x 3/4
eV-210519-1115-0005 |  | (each) | ProPEX Fitting Assembly | R25 x 5/8
eV-210519-1115-0006 |  | (each) | ProPEX Fitting Assembly | R25 x 3/4
eV-210517-0900-0001 |  | (each) | ProPEX LF Brass Ball Valve | 1/2
eV-210517-0900-0002 |  | (each) | ProPEX LF Brass Ball Valve | 3/4
eV-210517-1255-0001 |  | (each) | ProPEX LF Brass Ball Valve Copper Adapter | 1/2
eV-210517-1255-0002 |  | (each) | ProPEX LF Brass Ball Valve Copper Adapter | 3/4
eV-210517-1255-0002 |  | (each) | ProPEX LF Brass Ball Valve, PEX x MIP | 1/2
eV-210408-1437-0001 |  | (each) | ProPEX LF Brass Commercial Ball Valve (full port) SS Ball and Stem | 1/2
eV-210408-1437-0002 |  | (each) | ProPEX LF Brass Commercial Ball Valve (full port) SS Ball and Stem | 3/4
eV-210408-1437-0003 |  | (each) | ProPEX LF Brass Commercial Ball Valve (full port) SS Ball and Stem | 1
eV-210408-1437-0004 |  | (each) | ProPEX LF Brass Commercial Ball Valve (full port) SS Ball and Stem | 1-1/4
eV-210408-1437-0005 |  | (each) | ProPEX LF Brass Commercial Ball Valve (full port) SS Ball and Stem | 1-1/2
eV-210408-1437-0006 |  | (each) | ProPEX LF Brass Commercial Ball Valve (full port) SS Ball and Stem | 2
eV-210516-1540-0001 |  | (each) | ProPEX LF Brass Coupling | 3/8 x 1/2
eV-210516-1658-0001 |  | (each) | ProPEX LF Brass Coupling | 1/2
eV-210516-1658-0002 |  | (each) | ProPEX LF Brass Coupling | 3/4
eV-210516-1711-0001 |  | (each) | ProPEX LF Brass Coupling | 1
eV-210405-1300-0001 |  | (each) | ProPEX LF Brass x CPVC Socket Adapter | 1-1/4
eV-210405-1300-0002 |  | (each) | ProPEX LF Brass x CPVC Socket Adapter | 1-1/2
eV-210405-1300-0003 |  | (each) | ProPEX LF Brass x CPVC Socket Adapter | 2
eV-210405-2254-0001 |  | (each) | ProPEX LF Brass x CPVC Spigot Adapter | 1-1/4
eV-210405-2254-0002 |  | (each) | ProPEX LF Brass x CPVC Spigot Adapter | 1-1/2
eV-210405-2254-0003 |  | (each) | ProPEX LF Brass x CPVC Spigot Adapter | 2
eV-210406-1337-0001 |  | (each) | ProPEX LF Brass Drop Ear Elbow | 1/2 x 3/8
eV-210406-1337-0002 |  | (each) | ProPEX LF Brass Drop Ear Elbow | 1/2
eV-210406-1337-0003 |  | (each) | ProPEX LF Brass Drop Ear Elbow | 3/4
eV-210406-1337-0004 |  | (each) | ProPEX LF Brass Drop Ear Elbow | 1
eV-210516-1624-0001 |  | (each) | ProPEX LF Brass Elbow | 1/2
eV-210516-1624-0002 |  | (each) | ProPEX LF Brass Elbow | 3/4
eV-210516-1645-0001 |  | (each) | ProPEX LF Brass Elbow, PEX x Male CU | 1/2
eV-210516-1633-0001 |  | (each) | ProPEX LF Brass Elbow, PEX x MIP | 1/2
eV-210402-2250-0001 |  | (each) | ProPEX LF Brass Female Threaded Adapter | 1/2
eV-210402-2250-0002 |  | (each) | ProPEX LF Brass Female Threaded Adapter | 3/4
eV-210402-2250-0003 |  | (each) | ProPEX LF Brass Female Threaded Adapter | 1/2 x 3/4
eV-210402-2250-0004 |  | (each) | ProPEX LF Brass Female Threaded Adapter | 3/4 x 1
eV-210402-2250-0005 |  | (each) | ProPEX LF Brass Female Threaded Adapter | 1
eV-210402-2250-0006 |  | (each) | ProPEX LF Brass Female Threaded Adapter | 1-1/4
eV-210402-2250-0007 |  | (each) | ProPEX LF Brass Female Threaded Adapter | 1-1/2
eV-210402-2250-0008 |  | (each) | ProPEX LF Brass Female Threaded Adapter | 2
eV-210406-1312-0001 |  | (each) | ProPEX LF Brass Flange Adapter Kit, (150 lb.) | 2-1/2
eV-210406-1312-0002 |  | (each) | ProPEX LF Brass Flange Adapter Kit, (150 lb.) | 3
eV-210402-1400-0001 |  | (each) | ProPEX LF Brass Male Threaded Adapter | 3/8 x 1/2
eV-210402-1400-0002 |  | (each) | ProPEX LF Brass Male Threaded Adapter | 1/2
eV-210402-1400-0003 |  | (each) | ProPEX LF Brass Male Threaded Adapter | 1/2 x 3/4
eV-210402-1400-0004 |  | (each) | ProPEX LF Brass Male Threaded Adapter | 3/4
eV-210402-1400-0005 |  | (each) | ProPEX LF Brass Male Threaded Adapter | 3/4 x 1
eV-210402-1400-0006 |  | (each) | ProPEX LF Brass Male Threaded Adapter | 1
eV-210402-1400-0007 |  | (each) | ProPEX LF Brass Male Threaded Adapter | 1 x 3/4
eV-210402-1400-0008 |  | (each) | ProPEX LF Brass Male Threaded Adapter | 1-1/4
eV-210402-1400-0009 |  | (each) | ProPEX LF Brass Male Threaded Adapter | 1-1/2
eV-210402-1400-0010 |  | (each) | ProPEX LF Brass Male Threaded Adapter | 2
eV-210402-1400-0011 |  | (each) | ProPEX LF Brass Male Threaded Adapter | 2-1/2
eV-210402-1400-0012 |  | (each) | ProPEX LF Brass Male Threaded Adapter | 3
eV-210405-1915-0001 |  | (each) | ProPEX LF Brass Copper Press Adapter | 1/2
eV-210405-1915-0002 |  | (each) | ProPEX LF Brass Copper Press Adapter | 3/4
eV-210405-1915-0003 |  | (each) | ProPEX LF Brass Copper Press Adapter | 1
eV-210405-1915-0004 |  | (each) | ProPEX LF Brass Copper Press Adapter | 1-1/4
eV-210405-1915-0005 |  | (each) | ProPEX LF Brass Copper Press Adapter | 1-1/2
eV-210405-1915-0006 |  | (each) | ProPEX LF Brass Copper Press Adapter | 2
eV-210405-1915-0007 |  | (each) | ProPEX LF Brass Copper Press Adapter | 2-1/2
eV-210405-1915-0008 |  | (each) | ProPEX LF Brass Copper Press Adapter | 3
eV-210405-2122-0001 |  | (each) | ProPEX LF Brass Copper Press Fitting Adapter | 1/2
eV-210405-2122-0002 |  | (each) | ProPEX LF Brass Copper Press Fitting Adapter | 3/4
eV-210405-2122-0003 |  | (each) | ProPEX LF Brass Copper Press Fitting Adapter | 1
eV-210405-2122-0004 |  | (each) | ProPEX LF Brass Copper Press Fitting Adapter | 1-1/4
eV-210405-2122-0005 |  | (each) | ProPEX LF Brass Copper Press Fitting Adapter | 1-1/2
eV-210405-2122-0006 |  | (each) | ProPEX LF Brass Copper Press Fitting Adapter | 2
eV-210405-2122-0007 |  | (each) | ProPEX LF Brass Copper Press Fitting Adapter | 2-1/2
eV-210405-2122-0008 |  | (each) | ProPEX LF Brass Copper Press Fitting Adapter | 3
eV-210516-1737-0001 |  | (each) | ProPEX LF Brass Reducing Tee | 3/4 x 3/4 x 1
eV-210518-1023-0001 |  | (each) | ProPEX LF Brass Straight Stop Valve | 1/2
eV-210405-0859-0001 |  | (each) | ProPEX LF Brass Sweat Adapter | 3/8 x 1/2
eV-210405-0859-0002 |  | (each) | ProPEX LF Brass Sweat Adapter | 1/2
eV-210405-0859-0003 |  | (each) | ProPEX LF Brass Sweat Adapter | 1/2 x 3/4
eV-210405-0859-0004 |  | (each) | ProPEX LF Brass Sweat Adapter | 3/4 x 1/2
eV-210405-0859-0005 |  | (each) | ProPEX LF Brass Sweat Adapter | 3/4
eV-210405-0859-0006 |  | (each) | ProPEX LF Brass Sweat Adapter | 3/4 x 1
eV-210405-0859-0007 |  | (each) | ProPEX LF Brass Sweat Adapter | 1
eV-210405-0859-0008 |  | (each) | ProPEX LF Brass Sweat Adapter | 1-1/4
eV-210405-0859-0009 |  | (each) | ProPEX LF Brass Sweat Adapter | 1-1/2
eV-210405-0859-0010 |  | (each) | ProPEX LF Brass Sweat Adapter | 2
eV-210405-0859-0011 |  | (each) | ProPEX LF Brass Sweat Adapter | 2-1/2
eV-210405-0859-0012 |  | (each) | ProPEX LF Brass Sweat Adapter | 3
eV-210405-0927-0001 |  | (each) | ProPEX LF Brass Sweat Fitting Adapter | 1/2
eV-210405-0927-0002 |  | (each) | ProPEX LF Brass Sweat Fitting Adapter | 1/2 x 3/4
eV-210405-0927-0003 |  | (each) | ProPEX LF Brass Sweat Fitting Adapter | 3/4
eV-210405-0927-0004 |  | (each) | ProPEX LF Brass Sweat Fitting Adapter | 3/4 x 1/2
eV-210405-0927-0005 |  | (each) | ProPEX LF Brass Sweat Fitting Adapter | 3/4 x 1
eV-210405-0927-0006 |  | (each) | ProPEX LF Brass Sweat Fitting Adapter | 1
eV-210405-0927-0007 |  | (each) | ProPEX LF Brass Sweat Fitting Adapter | 1-1/4
eV-210405-0927-0008 |  | (each) | ProPEX LF Brass Sweat Fitting Adapter | 1-1/2
eV-210405-0927-0009 |  | (each) | ProPEX LF Brass Sweat Fitting Adapter | 2
eV-210514-1517-0001 |  | (each) | ProPEX LF Brass Tee | 1/2
eV-210514-1517-0002 |  | (each) | ProPEX LF Brass Tee | 3/4
eV-210514-1517-0003 |  | (each) | ProPEX LF Brass Tee | 1
eV-210415-0858-0003 |  | (each) | ProPEX LF Brass Elbow Water Meter Valve | 3/4 x 1
eV-210415-0858-0004 |  | (each) | ProPEX LF Brass Elbow Water Meter Valve | 1 x 1-1/4
eV-210402-1111-0001 |  | (each) | ProPEX LF Groove Fitting Adapter | 2
eV-210402-1111-0002 |  | (each) | ProPEX LF Groove Fitting Adapter | 2 x 2-1/2
eV-210402-1111-0003 |  | (each) | ProPEX LF Groove Fitting Adapter | 2-1/2
eV-210402-1111-0004 |  | (each) | ProPEX LF Groove Fitting Adapter | 2-1/2 x 3
eV-210402-1111-0005 |  | (each) | ProPEX LF Groove Fitting Adapter | 3
eV-210415-0858-0001 |  | (each) | ProPEX LF Brass Straight Water Meter Valve | 3/4 x 1
eV-210415-0858-0002 |  | (each) | ProPEX LF Brass Straight Water Meter Valve | 1 x 1-1/4
eV-210518-2318-0001 |  | (each) | ProPEX Elbow Adapter, Elbow | R32 x 3/4
eV-210518-2318-0002 |  | (each) | ProPEX Elbow Adapter, Elbow | R32 x 1
eV-210518-2318-0003 |  | (each) | ProPEX Elbow Adapter, Elbow | R32 x 1-1/4
eV-210518-2318-0004 |  | (each) | ProPEX Elbow Adapter, Elbow | R32 x 1-1/2
eV-210518-2303-0001 |  | (each) | ProPEX Manifold Straight Adapter | R32 x 3/4
eV-210518-2303-0002 |  | (each) | ProPEX Manifold Straight Adapter | R32 x 1
eV-210518-2303-0003 |  | (each) | ProPEX Manifold Straight Adapter | R32 x 1-1/4
eV-210518-2303-0004 |  | (each) | ProPEX Manifold Straight Adapter | R32 x 1-1/2
eV-210803-0754-0001 |  | (each) | ProPEX Ring | 3/8
eV-210414-0707-0001 |  | (each) | ProPEX Ring with Stop | 1/2
eV-210414-0707-0002 |  | (each) | ProPEX Ring with Stop | 5/8
eV-210414-0707-0003 |  | (each) | ProPEX Ring with Stop | 3/4
eV-210414-0707-0004 |  | (each) | ProPEX Ring with Stop | 1
eV-210414-0707-0005 |  | (each) | ProPEX Ring with Stop | 1-1/4
eV-210414-0707-0006 |  | (each) | ProPEX Ring with Stop | 1-1/2
eV-210414-0707-0007 |  | (each) | ProPEX Ring with Stop | 2
eV-210414-0707-0008 |  | (each) | ProPEX Ring with Stop | 2-1/2
eV-210414-0707-0009 |  | (each) | ProPEX Ring with Stop | 3
eV-210402-1453-0001 |  | (each) | ProPEX Stainless-steel Male Threaded Adapter | 1/2
eV-210402-1453-0002 |  | (each) | ProPEX Stainless-steel Male Threaded Adapter | 3/4
eV-210402-1453-0003 |  | (each) | ProPEX Stainless-steel Male Threaded Adapter | 1
eV-210518-2140-0001 |  | (each) | QS Style Conversion Nipple | R20 x 1/2
eV-210518-2140-0002 |  | (each) | QS Style Conversion Nipple | R20 x 3/4
eV-210518-2140-0003 |  | (each) | QS Style Conversion Nipple | R25 x 3/4
eV-210518-2156-0001 |  | (each) | QS Style Copper Adapter | R20 x 1/2
eV-210518-2156-0002 |  | (each) | QS Style Copper Adapter | R20 x 3/4
eV-210518-2156-0003 |  | (each) | QS Style Copper Adapter | R25 x 3/4
eV-210518-2214-0001 |  | (each) | QS Style Copper Adapter | R20 x 1/2
eV-210518-2214-0002 |  | (each) | QS Style Copper Adapter | R20 x 3/4
eV-210518-2214-0003 |  | (each) | QS Style Copper Adapter | R25 x 3/4
eV-210518-2214-0004 |  | (each) | QS Style Copper Adapter | R25 x 1
eV-210518-2118-0001 |  | (each) | QS Style Coupling Nipple | R20
eV-210518-2118-0002 |  | (each) | QS Style Coupling Nipple | R25
eV-210518-2228-0001 |  | (each) | Repair Coupling | 5/16
eV-210518-1112-0001 |  | (each) | Thermal Mixing Valve with Union | 1
eV-210518-1043-0001 |  | (each) | Thermal Zone Valve | 1/2
eV-210413-1021-0001 |  | (each) | TriPRO EP Coupling | 3/8
eV-210413-1021-0002 |  | (each) | TriPRO EP Coupling | 3/8 x 1/2
eV-210414-0746-0001 |  | (each) | TriPRO EP Plug | 3/8
eV-210413-1005-0001 |  | (each) | TriPRO EP Reducing Tee | 3/8 x 3/8 x 1/2
eV-210413-1005-0002 |  | (each) | TriPRO EP Reducing Tee | 3/4 x 3/8 x 3/8
eV-210413-1005-0003 |  | (each) | TriPRO EP Reducing Tee | 3/4 x 1/2 x 3/8
eV-210413-1005-0004 |  | (each) | TriPRO EP Reducing Tee | 3/4 x 3/4 x 3/8
eV-210412-1231-0001 |  | (each) | TriPRO LF Brass Sweat Adapter | 3/8 x 1/2
eV-210412-1226-0001 |  | (each) | TriPRO LF Brass Sweat Fitting Adapter | 3/8 x 1/2
eV-210414-0728-0001 |  | (each) | TriPRO Ring with Stop | 3/8
eV-210401-0859-0001 |  | (each) | ProPEX Copper Branch Manifold with ProPEX LF brass outlets | 1 x 1/2 - 4 PORT
eV-210401-0859-0002 |  | (each) | ProPEX Copper Branch Manifold with ProPEX LF brass outlets | 1 x 1/2 - 6 PORT
eV-210401-0859-0003 |  | (each) | ProPEX Copper Branch Manifold with ProPEX LF brass outlets | 1 x 1/2 - 8 PORT
eV-210401-0859-0004 |  | (each) | ProPEX Copper Branch Manifold with ProPEX LF brass outlets | 1 x 1/2 - 10 PORT
eV-210401-0859-0005 |  | (each) | ProPEX Copper Branch Manifold with ProPEX LF brass outlets | 1 x 1/2 - 12 PORT
eV-210519-0926-0001 |  | (each) | Commercial EP Flow Through Multi Port Tee - 3 Port | 1-1/4 x 1-1/4 x 3/4
eV-210519-0926-0002 |  | (each) | Commercial EP Flow Through Multi Port Tee - 3 Port | 2 x 2 x 1
eV-210402-1022-0001 |  | (each) | EP Branch Multi-port Tee, 3 outlets | 3/4 x 1/2
eV-210402-1022-0002 |  | (each) | EP Branch Multi-port Tee, 4 outlets | 3/4 x 1/2
eV-210402-1022-0003 |  | (each) | EP Branch Multi-port Tee, 6 outlets | 3/4 x 1/2
eV-210402-1022-0004 |  | (each) | EP Branch Multi-port Tee, 4 outlets | 1 x 1/2
eV-210402-1022-0005 |  | (each) | EP Branch Multi-port Tee, 6 outlets | 1 x 1/2
eV-210402-1048-0001 |  | (each) | EP Branch Opposing-port Multi-port Tee, 3 outlets | 3/4 x 1/2
eV-210402-1048-0002 |  | (each) | EP Branch Opposing-port Multi-port Tee, 4 outlets | 3/4 x 1/2
eV-210519-1020-0001 |  | (each) | EP Flow-through Multi-port Elbow, 3 outlets | 3/4 x 3/4 x 1/2 - 3 PORT
eV-210519-1020-0002 |  | (each) | EP Flow-through Multi-port Elbow, 4 outlets | 3/4 x 3/4 x 1/2 - 4 PORT
eV-210518-1247-0001 |  | (each) | EP Flow-through Multi-port Horizontal Tee, 4 outlets | 3/4 x 3/4 x 3/4 x 1/2
eV-210405-1024-0001 |  | (each) | EP Flow-through Multi-Port Tee, 2 outlets | 3/4 x 1/2
eV-210405-1024-0002 |  | (each) | EP Flow-through Multi-Port Tee, 3 outlets | 3/4 x 1/2
eV-210405-1024-0003 |  | (each) | EP Flow-through Multi-Port Tee, 4 outlets | 3/4 x 1/2
eV-210405-1024-0004 |  | (each) | EP Flow-through Multi-Port Tee, 6 outlets | 3/4 x 1/2
eV-210405-1024-0005 |  | (each) | EP Flow-through Multi-Port Tee, 3 outlets | 1 x 3/4 x 1/2
eV-210405-1024-0006 |  | (each) | EP Flow-through Multi-Port Tee, 4 outlets | 1 x 3/4 x 1/2
eV-210405-1024-0007 |  | (each) | EP Flow-through Multi-Port Tee, 6 outlets | 1 x 3/4 x 1/2
eV-210405-1024-0008 |  | (each) | EP Flow-through Multi-Port Tee, 4 outlets | 1 x 1/2
eV-210405-1024-0009 |  | (each) | EP Flow-through Multi-Port Tee, 6 outlets | 1 x 1/2
eV-210519-1120-0001 |  | (each) | EP Flow-through Multi-port Vertical Tee, 3 outlets | 3/4 x 3/4 x 3/4 x 1/2 - 3 PORT
eV-210519-1120-0002 |  | (each) | EP Flow-through Multi-port Vertical Tee, 4 outlets | 3/4 x 3/4 x 3/4 x 1/2 - 4 PORT
eV-210405-1049-0001 |  | (each) | EP Flow-through Opposing-port Multi-port Tee, 3 outlets | 3/4 x 1/2
eV-210405-1049-0002 |  | (each) | EP Flow-through Opposing-port Multi-port Tee, 4 outlets | 3/4 x 1/2
eV-210405-1049-0003 |  | (each) | EP Flow-through Opposing-port Multi-port Tee, 6 outlets | 3/4 x 1/2
eV-210426-1047-0001 |  | (each) | TriPRO EP Branch Multi-port Tee, 3 outlets | 3/4 x 3/8
eV-210426-1047-0002 |  | (each) | TriPRO EP Branch Multi-port Tee, 4 outlets | 3/4 x 3/8 x 1/2
eV-210426-1159-0001 |  | (each) | TriPRO EP Flow Through Multi-port Tee, 3 outlets | 3/4 x 3/8
eV-210426-1159-0002 |  | (each) | TriPRO EP Flow Through Multi-port Tee, 4 outlets | 3/4 x 3/8 x 1/2
eV-210419-0803-0001 |  | per(ft) | AquaPEX Blue - 20ft | 1/2
eV-210419-0803-0002 |  | per(ft) | AquaPEX Blue - 20ft | 3/4
eV-210419-0803-0003 |  | per(ft) | AquaPEX Blue - 20ft | 1
eV-210511-1235-0001 |  | per(ft) | AquaPEX Blue - 100ft Coil | 1/2
eV-210511-1235-0002 |  | per(ft) | AquaPEX Blue - 100ft Coil | 3/4
eV-210511-1235-0003 |  | per(ft) | AquaPEX Blue - 100ft Coil | 1
eV-210511-1250-0001 |  | per(ft) | AquaPEX Blue - 300ft Coil | 1/2
eV-210511-1250-0002 |  | per(ft) | AquaPEX Blue - 300ft Coil | 3/4
eV-210511-1250-0003 |  | per(ft) | AquaPEX Blue - 300ft Coil | 1
eV-210511-1255-0001 |  | per(ft) | AquaPEX Blue - 500ft Coil | 3/4
eV-210511-1255-0002 |  | per(ft) | AquaPEX Blue - 500ft Coil | 1
eV-210511-1301-0001 |  | per(ft) | AquaPEX Blue - 1000ft Coil | 1/2
eV-210419-0808-0001 |  | per(ft) | AquaPEX Purple - 10ft | 1
eV-210419-0808-0002 |  | per(ft) | AquaPEX Purple - 10ft | 1-1/4
eV-210419-0808-0003 |  | per(ft) | AquaPEX Purple - 10ft | 1-1/2
eV-210419-0808-0004 |  | per(ft) | AquaPEX Purple - 10ft | 2
eV-210419-0815-0001 |  | per(ft) | AquaPEX Purple - 20ft | 1
eV-210419-0815-0002 |  | per(ft) | AquaPEX Purple - 20ft | 1-1/4
eV-210419-0815-0003 |  | per(ft) | AquaPEX Purple - 20ft | 1-1/2
eV-210419-0815-0004 |  | per(ft) | AquaPEX Purple - 20ft | 2
eV-210511-1354-0001 |  | per(ft) | AquaPEX Purple - 300ft Coil | 1/2
eV-210511-1354-0002 |  | per(ft) | AquaPEX Purple - 300ft Coil | 3/4
eV-210511-1354-0003 |  | per(ft) | AquaPEX Purple - 300ft Coil | 1
eV-210419-0755-0001 |  | per(ft) | AquaPEX Red - 20ft | 1/2
eV-210419-0755-0002 |  | per(ft) | AquaPEX Red - 20ft | 3/4
eV-210419-0755-0003 |  | per(ft) | AquaPEX Red - 20ft | 1
eV-210511-1347-0001 |  | per(ft) | AquaPEX Red - 100ft Coil | 1/2
eV-210511-1347-0002 |  | per(ft) | AquaPEX Red - 100ft Coil | 3/4
eV-210511-1347-0003 |  | per(ft) | AquaPEX Red - 100ft Coil | 1
eV-210511-1350-0001 |  | per(ft) | AquaPEX Red - 300ft Coil | 1/2
eV-210511-1350-0002 |  | per(ft) | AquaPEX Red - 300ft Coil | 3/4
eV-210511-1350-0003 |  | per(ft) | AquaPEX Red - 300ft Coil | 1
eV-210511-1352-0001 |  | per(ft) | AquaPEX Red - 500ft Coil | 3/4
eV-210511-1352-0002 |  | per(ft) | AquaPEX Red - 500ft Coil | 1
eV-210511-1344-0001 |  | per(ft) | AquaPEX Red - 1000ft Coil | 1/2
eV-210419-0748-0001 |  | per(ft) | AquaPEX White- 20ft | 1/2
eV-210419-0748-0002 |  | per(ft) | AquaPEX White- 20ft | 3/4
eV-210419-0748-0003 |  | per(ft) | AquaPEX White- 20ft | 1
eV-210419-0748-0004 |  | per(ft) | AquaPEX White- 20ft | 1-1/4
eV-210419-0748-0005 |  | per(ft) | AquaPEX White- 20ft | 1-1/2
eV-210419-0748-0006 |  | per(ft) | AquaPEX White- 20ft | 2
eV-210419-0748-0007 |  | per(ft) | AquaPEX White- 20ft | 2-1/2
eV-210419-0748-0008 |  | per(ft) | AquaPEX White- 20ft | 3
eV-210412-0857-0001 |  | per(ft) | AquaPEX White Blue Print- 20ft | 1/2
eV-210412-0857-0002 |  | per(ft) | AquaPEX White Blue Print- 20ft | 3/4
eV-210412-0857-0003 |  | per(ft) | AquaPEX White Blue Print- 20ft | 1
eV-210412-1000-0001 |  | per(ft) | AquaPEX White Blue Print - 100ft Coil | 1/2
eV-210412-1000-0002 |  | per(ft) | AquaPEX White Blue Print - 100ft Coil | 3/4
eV-210412-1000-0003 |  | per(ft) | AquaPEX White Blue Print - 100ft Coil | 1
eV-210412-1001-0001 |  | per(ft) | AquaPEX White Blue Print - 300ft Coil | 1/2
eV-210412-1001-0002 |  | per(ft) | AquaPEX White Blue Print - 300ft Coil | 3/4
eV-210412-1001-0003 |  | per(ft) | AquaPEX White Blue Print - 300ft Coil | 1
eV-210412-0958-0001 |  | per(ft) | AquaPEX White Blue Print - 1000ft Coil | 1/2
eV-210412-0842-0001 |  | per(ft) | AquaPEX White Red Print- 20ft | 1/2
eV-210412-0842-0002 |  | per(ft) | AquaPEX White Red Print- 20ft | 3/4
eV-210412-0842-0003 |  | per(ft) | AquaPEX White Red Print- 20ft | 1
eV-210412-0953-0001 |  | per(ft) | AquaPEX White Red Print - 100ft Coil | 1/2
eV-210412-0953-0002 |  | per(ft) | AquaPEX White Red Print - 100ft Coil | 3/4
eV-210412-0953-0003 |  | per(ft) | AquaPEX White Red Print - 100ft Coil | 1
eV-210412-0954-0001 |  | per(ft) | AquaPEX White Red Print - 300ft Coil | 1/2
eV-210412-0954-0002 |  | per(ft) | AquaPEX White Red Print - 300ft Coil | 3/4
eV-210412-0954-0003 |  | per(ft) | AquaPEX White Red Print - 300ft Coil | 1
eV-210412-0957-0001 |  | per(ft) | AquaPEX White Red Print - 1000ft Coil | 1/2
eV-210511-1124-0001 |  | per(ft) | AquaPEX White - 100ft Coil | 1/4
eV-210511-1124-0002 |  | per(ft) | AquaPEX White - 100ft Coil | 1/2
eV-210511-1124-0003 |  | per(ft) | AquaPEX White - 100ft Coil | 3/4
eV-210511-1124-0004 |  | per(ft) | AquaPEX White - 100ft Coil | 1
eV-210511-1124-0005 |  | per(ft) | AquaPEX White - 100ft Coil | 1-1/4
eV-210511-1124-0006 |  | per(ft) | AquaPEX White - 100ft Coil | 1-1/2
eV-210511-1124-0007 |  | per(ft) | AquaPEX White - 100ft Coil | 2
eV-210511-1124-0008 |  | per(ft) | AquaPEX White - 100ft Coil | 2-1/2
eV-210511-1124-0009 |  | per(ft) | AquaPEX White - 100ft Coil | 3
eV-210803-0542-0001 |  | per(ft) | AquaPEX White - 200ft Coil | 2
eV-210511-1325-0001 |  | per(ft) | AquaPEX White - 300ft Coil | 1/2
eV-210511-1325-0002 |  | per(ft) | AquaPEX White - 300ft Coil | 3/4
eV-210511-1325-0003 |  | per(ft) | AquaPEX White - 300ft Coil | 1
eV-210511-1325-0004 |  | per(ft) | AquaPEX White - 300ft Coil | 1-1/4
eV-210511-1325-0005 |  | per(ft) | AquaPEX White - 300ft Coil | 1-1/2
eV-210511-1325-0006 |  | per(ft) | AquaPEX White - 300ft Coil | 2
eV-210511-1325-0007 |  | per(ft) | AquaPEX White - 300ft Coil | 2-1/2
eV-210511-1325-0008 |  | per(ft) | AquaPEX White - 300ft Coil | 3
eV-210511-1312-0001 |  | per(ft) | AquaPEX White - 400ft Coil | 3/8
eV-210511-1327-0001 |  | per(ft) | AquaPEX White - 500ft Coil | 1/2
eV-210511-1327-0002 |  | per(ft) | AquaPEX White - 500ft Coil | 3/4
eV-210511-1327-0003 |  | per(ft) | AquaPEX White - 500ft Coil | 1
eV-210511-1332-0001 |  | per(ft) | AquaPEX White - 1000ft Coil | 3/8
eV-210511-1332-0002 |  | per(ft) | AquaPEX White - 1000ft Coil | 1/2
eV-210511-1332-0003 |  | per(ft) | AquaPEX White - 1000ft Coil | 5/8
eV-210511-2249-0001 |  | per(ft) | Potable PEX Plus - 500ft Coil | 1-1/4
eV-210511-2226-0001 |  | per(ft) | Potable PEX with Jacket - 300ft Coil | 1-1/2
eV-210511-2226-0002 |  | per(ft) | Potable PEX with Jacket - 300ft Coil | 2
eV-210511-2226-0003 |  | per(ft) | Potable PEX with Jacket - 300ft Coil | 3
eV-210511-2241-0001 |  | per(ft) | Potable PEX with Jacket - 500ft Coil | 1-1/4
eV-210511-2244-0001 |  | per(ft) | Potable PEX with Jacket - 600ft Coil | 1
eV-210511-2245-0001 |  | per(ft) | Potable PEX with Jacket - 1000ft Coil | 3/4
eV-210511-2245-0002 |  | per(ft) | Potable PEX with Jacket - 1000ft Coil | 1
eV-210511-1421-0001 |  | per(ft) | Pre-insulated AquaPEX .5 Insulation - 100ft Coil | 1/2
eV-210511-1421-0002 |  | per(ft) | Pre-insulated AquaPEX .5 Insulation - 100ft Coil | 3/4
eV-210511-1421-0003 |  | per(ft) | Pre-insulated AquaPEX .5 Insulation - 100ft Coil | 1
eV-210511-1421-0004 |  | per(ft) | Pre-insulated AquaPEX .5 Insulation - 100ft Coil | 1-1/4
eV-210511-1500-0001 |  | per(ft) | Pre-insulated AquaPEX 1 Insulation - 100ft Coil | 1/2
eV-210511-1500-0002 |  | per(ft) | Pre-insulated AquaPEX 1 Insulation - 100ft Coil | 3/4
eV-210511-1500-0003 |  | per(ft) | Pre-insulated AquaPEX 1 Insulation - 100ft Coil | 1
eV-210511-1500-0004 |  | per(ft) | Pre-insulated AquaPEX 1 Insulation - 100ft Coil | 1-1/4
eV-210511-1503-0001 |  | per(ft) | Pre-insulated AquaPEX 1.5 Insulation - 75ft Coil | 1-1/2
eV-210511-1503-0002 |  | per(ft) | Pre-insulated AquaPEX 1.5 Insulation - 75ft Coil | 2
eV-210511-1613-0001 |  | per(ft) | Pre-insulated Wirsbo hePEX .5 Insulation - 100ft Coil | 1/2
eV-210511-1613-0002 |  | per(ft) | Pre-insulated Wirsbo hePEX .5 Insulation - 100ft Coil | 3/4
eV-210511-1613-0003 |  | per(ft) | Pre-insulated Wirsbo hePEX .5 Insulation - 100ft Coil | 1
eV-210511-1613-0004 |  | per(ft) | Pre-insulated Wirsbo hePEX .5 Insulation - 100ft Coil | 1-1/4
eV-210511-1615-0001 |  | per(ft) | Pre-insulated Wirsbo hePEX 1 Insulation - 100ft Coil | 1/2
eV-210511-1615-0002 |  | per(ft) | Pre-insulated Wirsbo hePEX 1 Insulation - 100ft Coil | 3/4
eV-210511-1615-0003 |  | per(ft) | Pre-insulated Wirsbo hePEX 1 Insulation - 100ft Coil | 1
eV-210511-1615-0004 |  | per(ft) | Pre-insulated Wirsbo hePEX 1 Insulation - 100ft Coil | 1-1/4
eV-210511-1621-0001 |  | per(ft) | Pre-insulated Wirsbo hePEX 1.5 Insulation - 75ft Coil | 1-1/2
eV-210511-1621-0002 |  | per(ft) | Pre-insulated Wirsbo hePEX 1.5 Insulation - 75ft Coil | 2
eV-210511-1619-0001 |  | per(ft) | Pre-insulated Wirsbo hePEX 1.5 Insulation - 100ft Coil | 1/2
eV-210511-1619-0002 |  | per(ft) | Pre-insulated Wirsbo hePEX 1.5 Insulation - 100ft Coil | 3/4
eV-210511-1619-0003 |  | per(ft) | Pre-insulated Wirsbo hePEX 1.5 Insulation - 100ft Coil | 1
eV-210511-1619-0004 |  | per(ft) | Pre-insulated Wirsbo hePEX 1.5 Insulation - 100ft Coil | 1-1/4
eV-210511-1625-0001 |  | per(ft) | Pre-insulated Wirsbo hePEX 2 Insulation - 50ft Coil | 1-1/2
eV-210511-1625-0002 |  | per(ft) | Pre-insulated Wirsbo hePEX 2 Insulation - 50ft Coil | 2
eV-210511-2213-0001 |  | per(ft) | Pre-sleeved AquaPEX Blue - 400ft Coil | 1/2
eV-210511-2213-0002 |  | per(ft) | Pre-sleeved AquaPEX Blue - 400ft Coil | 3/4
eV-210511-2205-0001 |  | per(ft) | Pre-sleeved AquaPEX Red - 400ft Coil | 1/2
eV-210511-2205-0002 |  | per(ft) | Pre-sleeved AquaPEX Red - 400ft Coil | 3/4
eV-210511-2258-0005 |  | per(ft) | Thermal Single with Jacket - 300ft Coil | 1-1/2
eV-210511-2258-0006 |  | per(ft) | Thermal Single with Jacket - 300ft Coil | 2
eV-210511-2258-0007 |  | per(ft) | Thermal Single with Jacket - 300ft Coil | 2-1/2
eV-210511-2258-0008 |  | per(ft) | Thermal Single with Jacket - 300ft Coil | 3
eV-210511-2258-0009 |  | per(ft) | Thermal Single with Jacket - 300ft Coil | 4
eV-210511-2258-0004 |  | per(ft) | Thermal Single with Jacket - 500ft Coil | 1-1/4
eV-210511-2258-0003 |  | per(ft) | Thermal Single with Jacket - 600ft Coil | 1
eV-210511-2258-0002 |  | per(ft) | Thermal Single with Jacket - 1000ft Coil | 3/4
eV-210511-2258-0001 |  | per(ft) | Thermal Single with Jacket - 1000ft Coil | 1
eV-210511-1553-0001 |  | per(ft) | Wirsbo hePEX - 20ft | 1/2
eV-210511-1553-0002 |  | per(ft) | Wirsbo hePEX - 20ft | 5/8
eV-210511-1553-0003 |  | per(ft) | Wirsbo hePEX - 20ft | 3/4
eV-210511-1553-0004 |  | per(ft) | Wirsbo hePEX - 20ft | 1
eV-210511-1553-0005 |  | per(ft) | Wirsbo hePEX - 20ft | 1-1/4
eV-210511-1553-0006 |  | per(ft) | Wirsbo hePEX - 20ft | 1-1/2
eV-210511-1553-0007 |  | per(ft) | Wirsbo hePEX - 20ft | 2
eV-210511-1553-0008 |  | per(ft) | Wirsbo hePEX - 20ft | 2-1/2
eV-210511-1553-0009 |  | per(ft) | Wirsbo hePEX - 20ft | 3
eV-210511-1553-0010 |  | per(ft) | Wirsbo hePEX - 20ft | 4
eV-210511-1519-0001 |  | per(ft) | Wirsbo hePEX - 100ft Coil | 5/16
eV-210511-1519-0002 |  | per(ft) | Wirsbo hePEX - 100ft Coil | 3/8
eV-210511-1519-0003 |  | per(ft) | Wirsbo hePEX - 100ft Coil | 1/2
eV-210511-1519-0004 |  | per(ft) | Wirsbo hePEX - 100ft Coil | 5/8
eV-210511-1519-0005 |  | per(ft) | Wirsbo hePEX - 100ft Coil | 3/4
eV-210511-1519-0006 |  | per(ft) | Wirsbo hePEX - 100ft Coil | 1
eV-210511-1519-0007 |  | per(ft) | Wirsbo hePEX - 100ft Coil | 1-1/4
eV-210511-1519-0008 |  | per(ft) | Wirsbo hePEX - 100ft Coil | 1-1/2
eV-210511-1519-0009 |  | per(ft) | Wirsbo hePEX - 100ft Coil | 2
eV-210511-1519-0010 |  | per(ft) | Wirsbo hePEX - 100ft Coil | 2-1/2
eV-210511-1519-0011 |  | per(ft) | Wirsbo hePEX - 100ft Coil | 3
eV-210511-1519-0012 |  | per(ft) | Wirsbo hePEX - 100ft Coil | 4
eV-210511-1524-0001 |  | per(ft) | Wirsbo hePEX - 250ft Coil | 5/16
eV-210511-1531-0001 |  | per(ft) | Wirsbo hePEX - 300ft Coil | 1/2
eV-210511-1531-0002 |  | per(ft) | Wirsbo hePEX - 300ft Coil | 5/8
eV-210511-1531-0003 |  | per(ft) | Wirsbo hePEX - 300ft Coil | 3/4
eV-210511-1531-0004 |  | per(ft) | Wirsbo hePEX - 300ft Coil | 1
eV-210511-1531-0005 |  | per(ft) | Wirsbo hePEX - 300ft Coil | 1-1/4
eV-210511-1531-0006 |  | per(ft) | Wirsbo hePEX - 300ft Coil | 1-1/2
eV-210511-1531-0007 |  | per(ft) | Wirsbo hePEX - 300ft Coil | 2
eV-210511-1531-0008 |  | per(ft) | Wirsbo hePEX - 300ft Coil | 2-1/2
eV-210511-1531-0009 |  | per(ft) | Wirsbo hePEX - 300ft Coil | 3
eV-210511-1534-0001 |  | per(ft) | Wirsbo hePEX - 400ft Coil | 3/8
eV-210511-1534-0002 |  | per(ft) | Wirsbo hePEX - 400ft Coil | 5/8
eV-210511-1535-0001 |  | per(ft) | Wirsbo hePEX - 500ft Coil | 1/2
eV-210511-1535-0002 |  | per(ft) | Wirsbo hePEX - 500ft Coil | 3/4
eV-210511-1535-0003 |  | per(ft) | Wirsbo hePEX - 500ft Coil | 1
eV-210511-1537-0001 |  | per(ft) | Wirsbo hePEX - 1000ft Coil | 5/16
eV-210511-1537-0002 |  | per(ft) | Wirsbo hePEX - 1000ft Coil | 3/8
eV-210511-1537-0003 |  | per(ft) | Wirsbo hePEX - 1000ft Coil | 1/2
eV-210511-1537-0004 |  | per(ft) | Wirsbo hePEX - 1000ft Coil | 5/8
eV-210511-1537-0005 |  | per(ft) | Wirsbo hePEX - 1000ft Coil | 3/4
eV-210512-0938-0001 |  | (each) | PP-RCT Flange Adapter, SDR 9, Butt or Socket Fused with Coupling | 4
eV-210512-0938-0002 |  | (each) | PP-RCT Flange Adapter, SDR 9, Butt or Socket Fused with Coupling | 6
eV-210512-0938-0003 |  | (each) | PP-RCT Flange Adapter, SDR 9, Butt or Socket Fused with Coupling | 8
eV-210512-0938-0004 |  | (each) | PP-RCT Flange Adapter, SDR 9, Butt or Socket Fused with Coupling | 10
eV-210512-0938-0005 |  | (each) | PP-RCT Flange Adapter, SDR 9, Butt or Socket Fused with Coupling | 12
eV-210412-1136-0001 |  | (each) | PP-RCT End Cap, SDR 9 | 6
eV-210412-1136-0002 |  | (each) | PP-RCT End Cap, SDR 9 | 8
eV-210412-1136-0003 |  | (each) | PP-RCT End Cap, SDR 9 | 10
eV-210412-1136-0004 |  | (each) | PP-RCT End Cap, SDR 9 | 12
eV-210430-1222-0001 |  | (each) | PP-RCT Reducing Tee, Mechanical, SDR 9 | 6 x 4
eV-210419-1337-0001 |  | (each) | PP-RCT Tee, Mechanical, SDR 9 | 6
eV-210419-1337-0002 |  | (each) | PP-RCT Tee, Mechanical, SDR 9 | 8
eV-210412-1105-0001 |  | (each) | PP-RCT Reducer, SDR 9, Butt to Socket Fusion | 6 x 4
eV-210412-1105-0002 |  | (each) | PP-RCT Reducer, SDR 9, Butt to Socket Fusion | 8 x 4
eV-210510-1110-0001 |  | (each) | PP-RCT Fitting Reducer, SDR 9 | 4 x 2-1/2
eV-210510-1110-0002 |  | (each) | PP-RCT Fitting Reducer, SDR 9 | 4 x 3
eV-210510-1110-0003 |  | (each) | PP-RCT Fitting Reducer, SDR 9 | 10 x 6
eV-210510-1110-0004 |  | (each) | PP-RCT Fitting Reducer, SDR 9 | 10 x 8
eV-210510-1110-0005 |  | (each) | PP-RCT Fitting Reducer, SDR 9 | 12 x 8
eV-210510-1110-0006 |  | (each) | PP-RCT Fitting Reducer, SDR 9 | 12 x 10
eV-210412-1334-0001 |  | (each) | PP-RCT Reducer, SDR 9 | 8 x 6
eV-210409-0917-0001 |  | (each) | PP-RCT 45 Elbow, Mechanical, SDR 9 | 6
eV-210409-0914-0001 |  | (each) | PP-RCT 90 Elbow, Mechanical, SDR 9 | 6
eV-210409-0914-0002 |  | (each) | PP-RCT 90 Elbow, Mechanical, SDR 9 | 8
eV-210512-0941-0001 |  | (each) | PP-RCT Flange Adapter, SDR 11, Butt or Socket Fused with Coupling | 4
eV-210512-0941-0002 |  | (each) | PP-RCT Flange Adapter, SDR 11, Butt or Socket Fused with Coupling | 6
eV-210512-0941-0003 |  | (each) | PP-RCT Flange Adapter, SDR 11, Butt or Socket Fused with Coupling | 8
eV-210512-0941-0004 |  | (each) | PP-RCT Flange Adapter, SDR 11, Butt or Socket Fused with Coupling | 10
eV-210512-0941-0005 |  | (each) | PP-RCT Flange Adapter, SDR 11, Butt or Socket Fused with Coupling | 12
eV-210412-1134-0001 |  | (each) | PP-RCT End Cap, SDR 11 | 6
eV-210412-1134-0002 |  | (each) | PP-RCT End Cap, SDR 11 | 8
eV-210412-1134-0003 |  | (each) | PP-RCT End Cap, SDR 11 | 10
eV-210412-1134-0004 |  | (each) | PP-RCT End Cap, SDR 11 | 12
eV-210430-1225-0001 |  | (each) | PP-RCT Reducing Tee, Mechanical, SDR 11 | 6 x 4
eV-210430-1225-0002 |  | (each) | PP-RCT Reducing Tee, Mechanical, SDR 11 | 8 x 4
eV-210419-1341-0001 |  | (each) | PP-RCT Tee, Mechanical, SDR 11 | 6
eV-210419-1341-0002 |  | (each) | PP-RCT Tee, Mechanical, SDR 11 | 8
eV-210412-1104-0001 |  | (each) | PP-RCT Reducer, SDR 11, Butt to Socket Fusion | 6 x 4
eV-210412-1104-0002 |  | (each) | PP-RCT Reducer, SDR 11, Butt to Socket Fusion | 8 x 4
eV-210510-1114-0001 |  | (each) | PP-RCT Fitting Reducer, SDR 11 | 4 x 2-1/2
eV-210510-1114-0002 |  | (each) | PP-RCT Fitting Reducer, SDR 11 | 4 x 3
eV-210510-1114-0003 |  | (each) | PP-RCT Fitting Reducer, SDR 11 | 10 x 6
eV-210510-1114-0004 |  | (each) | PP-RCT Fitting Reducer, SDR 11 | 10 x 8
eV-210510-1114-0005 |  | (each) | PP-RCT Fitting Reducer, SDR 11 | 12 x 8
eV-210510-1114-0006 |  | (each) | PP-RCT Fitting Reducer, SDR 11 | 12 x 10
eV-210412-1345-0001 |  | (each) | PP-RCT Reducer, SDR 11 | 8 x 6
eV-210409-0918-0001 |  | (each) | PP-RCT 45 Elbow, Mechanical, SDR 11 | 6
eV-210409-0918-0002 |  | (each) | PP-RCT 45 Elbow, Mechanical, SDR 11 | 8
eV-210409-0916-0001 |  | (each) | PP-RCT 90 Elbow, Mechanical, SDR 11 | 6
eV-210409-0916-0002 |  | (each) | PP-RCT 90 Elbow, Mechanical, SDR 11 | 8
eV-210512-0944-0001 |  | (each) | PP-RCT Flange Adapter, SDR 17.6, Butt or Socket Fused with Coupling | 4
eV-210512-0944-0002 |  | (each) | PP-RCT Flange Adapter, SDR 17.6, Butt or Socket Fused with Coupling | 6
eV-210512-0944-0003 |  | (each) | PP-RCT Flange Adapter, SDR 17.6, Butt or Socket Fused with Coupling | 8
eV-210512-0944-0004 |  | (each) | PP-RCT Flange Adapter, SDR 17.6, Butt or Socket Fused with Coupling | 10
eV-210512-0944-0005 |  | (each) | PP-RCT Flange Adapter, SDR 17.6, Butt or Socket Fused with Coupling | 12
eV-210412-1133-0001 |  | (each) | PP-RCT End Cap, SDR 17.6 | 6
eV-210412-1133-0002 |  | (each) | PP-RCT End Cap, SDR 17.6 | 8
eV-210412-1133-0003 |  | (each) | PP-RCT End Cap, SDR 17.6 | 10
eV-210412-1133-0004 |  | (each) | PP-RCT End Cap, SDR 17.6 | 12
eV-210430-1300-0001 |  | (each) | PP-RCT Reducing Tee, Mechanical, SDR 17.6 | 6 x 4
eV-210430-1300-0002 |  | (each) | PP-RCT Reducing Tee, Mechanical, SDR 17.6 | 8 x 4
eV-210419-1343-0001 |  | (each) | PP-RCT Tee, Mechanical, SDR 17.6 | 6
eV-210419-1343-0002 |  | (each) | PP-RCT Tee, Mechanical, SDR 17.6 | 8
eV-210419-1343-0003 |  | (each) | PP-RCT Tee, Mechanical, SDR 17.6 | 10
eV-210419-1343-0004 |  | (each) | PP-RCT Tee, Mechanical, SDR 17.6 | 12
eV-210412-1106-0001 |  | (each) | PP-RCT Reducer, SDR 17.6, Butt to Socket Fusion | 6 x 4
eV-210412-1106-0002 |  | (each) | PP-RCT Reducer, SDR 17.6, Butt to Socket Fusion | 8 x 4
eV-210510-1122-0001 |  | (each) | PP-RCT Fitting Reducer, SDR 17.6 | 4 x 2-1/2
eV-210510-1122-0002 |  | (each) | PP-RCT Fitting Reducer, SDR 17.6 | 4 x 3
eV-210412-1329-0001 |  | (each) | PP-RCT Reducer, SDR 17.6 | 8 x 6
eV-210412-1329-0002 |  | (each) | PP-RCT Reducer, SDR 17.6 | 10 x 6
eV-210412-1329-0003 |  | (each) | PP-RCT Reducer, SDR 17.6 | 10 x 8
eV-210412-1329-0004 |  | (each) | PP-RCT Reducer, SDR 17.6 | 12 x 8
eV-210412-1329-0005 |  | (each) | PP-RCT Reducer, SDR 17.6 | 12 x 10
eV-210409-0831-0001 |  | (each) | PP-RCT 45 Elbow, Mechanical, SDR 17.6 | 6
eV-210409-0831-0002 |  | (each) | PP-RCT 45 Elbow, Mechanical, SDR 17.6 | 8
eV-210409-0831-0003 |  | (each) | PP-RCT 45 Elbow, Mechanical, SDR 17.6 | 10
eV-210409-0831-0004 |  | (each) | PP-RCT 45 Elbow, Mechanical, SDR 17.6 | 12
eV-210407-1420-0001 |  | (each) | PP-RCT 90 Elbow, Mechanical, SDR 17.6 | 6
eV-210407-1420-0002 |  | (each) | PP-RCT 90 Elbow, Mechanical, SDR 17.6 | 8
eV-210407-1420-0003 |  | (each) | PP-RCT 90 Elbow, Mechanical, SDR 17.6 | 10
eV-210407-1420-0004 |  | (each) | PP-RCT 90 Elbow, Mechanical, SDR 17.6 | 12
eV-210428-1415-0001 |  | per(ft) | PP-RCT Mechanical Pipe, SDR 7.4 with Fiber, 13-ft. straight length | 1/2
eV-210428-1415-0002 |  | per(ft) | PP-RCT Mechanical Pipe, SDR 7.4 with Fiber, 13-ft. straight length | 3/4
eV-210428-1419-0001 |  | per(ft) | PP-RCT Mechanical Pipe, SDR 9 with Fiber, 13-ft. straight length | 1
eV-210428-1419-0002 |  | per(ft) | PP-RCT Mechanical Pipe, SDR 9 with Fiber, 13-ft. straight length | 1-1/4
eV-210428-1419-0003 |  | per(ft) | PP-RCT Mechanical Pipe, SDR 9 with Fiber, 13-ft. straight length | 1-1/2
eV-210428-1419-0004 |  | per(ft) | PP-RCT Mechanical Pipe, SDR 9 with Fiber, 13-ft. straight length | 2
eV-210428-1419-0005 |  | per(ft) | PP-RCT Mechanical Pipe, SDR 9 with Fiber, 19-ft. straight length | 2-1/2
eV-210428-1419-0006 |  | per(ft) | PP-RCT Mechanical Pipe, SDR 9 with Fiber, 19-ft. straight length | 3
eV-210428-1419-0007 |  | per(ft) | PP-RCT Mechanical Pipe, SDR 9 with Fiber, 19-ft. straight length | 4
eV-210428-1419-0008 |  | per(ft) | PP-RCT Mechanical Pipe, SDR 9 with Fiber, 19-ft. straight length | 6
eV-210428-1422-0001 |  | per(ft) | PP-RCT Mechanical Pipe, SDR 11 with Fiber, 13-ft. straight length | 1
eV-210428-1422-0002 |  | per(ft) | PP-RCT Mechanical Pipe, SDR 11 with Fiber, 13-ft. straight length | 1-1/4
eV-210428-1422-0003 |  | per(ft) | PP-RCT Mechanical Pipe, SDR 11 with Fiber, 13-ft. straight length | 1-1/2
eV-210428-1422-0004 |  | per(ft) | PP-RCT Mechanical Pipe, SDR 11 with Fiber, 13-ft. straight length | 2
eV-210428-1422-0005 |  | per(ft) | PP-RCT Mechanical Pipe, SDR 11 with Fiber, 19-ft. straight length | 2-1/2
eV-210428-1422-0006 |  | per(ft) | PP-RCT Mechanical Pipe, SDR 11 with Fiber, 19-ft. straight length | 3
eV-210428-1422-0007 |  | per(ft) | PP-RCT Mechanical Pipe, SDR 11 with Fiber, 19-ft. straight length | 4
eV-210428-1422-0008 |  | per(ft) | PP-RCT Mechanical Pipe, SDR 11 with Fiber, 19-ft. straight length | 6
eV-210428-1422-0009 |  | per(ft) | PP-RCT Mechanical Pipe, SDR 11 with Fiber, 19-ft. straight length | 8
eV-210428-1422-0010 |  | per(ft) | PP-RCT Mechanical Pipe, SDR 11 with Fiber, 19-ft. straight length | 10
eV-210428-1422-0011 |  | per(ft) | PP-RCT Mechanical Pipe, SDR 11 with Fiber, 19-ft. straight length | 12
eV-210428-1425-0001 |  | per(ft) | PP-RCT Mechanical Pipe, SDR 17.6 with Fiber, 19-ft. straight length | 4
eV-210428-1425-0002 |  | per(ft) | PP-RCT Mechanical Pipe, SDR 17.6 with Fiber, 19-ft. straight length | 6
eV-210428-1425-0003 |  | per(ft) | PP-RCT Mechanical Pipe, SDR 17.6 with Fiber, 19-ft. straight length | 8
eV-210428-1425-0004 |  | per(ft) | PP-RCT Mechanical Pipe, SDR 17.6 with Fiber, 19-ft. straight length | 10
eV-210428-1425-0005 |  | per(ft) | PP-RCT Mechanical Pipe, SDR 17.6 with Fiber, 19-ft. straight length | 12
eV-210511-1311-0001 |  | (each) | PP-RCT Flange Adapter | 1-1/2
eV-210511-1311-0002 |  | (each) | PP-RCT Flange Adapter | 2
eV-210511-1311-0003 |  | (each) | PP-RCT Flange Adapter | 2-1/2
eV-210511-1311-0004 |  | (each) | PP-RCT Flange Adapter | 3
eV-210412-1145-0001 |  | (each) | PP-RCT End Cap | 1/2
eV-210412-1145-0002 |  | (each) | PP-RCT End Cap | 3/4
eV-210412-1145-0003 |  | (each) | PP-RCT End Cap | 1
eV-210412-1145-0004 |  | (each) | PP-RCT End Cap | 1-1/4
eV-210412-1145-0005 |  | (each) | PP-RCT End Cap | 1-1/2
eV-210412-1145-0006 |  | (each) | PP-RCT End Cap | 2
eV-210412-1145-0007 |  | (each) | PP-RCT End Cap | 2-1/2
eV-210412-1145-0008 |  | (each) | PP-RCT End Cap | 3
eV-210412-1145-0009 |  | (each) | PP-RCT End Cap | 4
eV-210429-1046-0001 |  | (each) | PP-RCT Crossover, Molded | 1/2
eV-210429-1046-0002 |  | (each) | PP-RCT Crossover, Molded | 3/4
eV-210429-1046-0003 |  | (each) | PP-RCT Crossover, Molded | 1
eV-210512-1353-0001 |  | (each) | ProPEX LF Brass Adapter | 1/2
eV-210512-1353-0002 |  | (each) | ProPex LF Brass Adapter | 3/4
eV-210512-1353-0003 |  | (each) | ProPex LF Brass Adapter | 1
eV-210513-0733-0001 |  | (each) | ProPex LF Brass Saddle Adapter | 1-1/2 x 3/4
eV-210513-0733-0002 |  | (each) | ProPex LF Brass Saddle Adapter | 2 x 3/4
eV-210513-1013-0001 |  | (each) | LF Brass Male Threaded Adapter | 1/2
eV-210513-1013-0002 |  | (each) | LF Brass Male Threaded Adapter | 3/4 x 1/2
eV-210513-1013-0003 |  | (each) | LF Brass Male Threaded Adapter | 3/4
eV-210513-1013-0004 |  | (each) | LF Brass Male Threaded Adapter | 1 x 3/4
eV-210513-1013-0005 |  | (each) | LF Brass Male Threaded Adapter | 1
eV-210513-1013-0006 |  | (each) | LF Brass Male Threaded Adapter | 1-1/4
eV-210513-1013-0007 |  | (each) | LF Brass Male Threaded Adapter | 1-1/2
eV-210513-1013-0008 |  | (each) | LF Brass Male Threaded Adapter | 2
eV-210513-1232-0001 |  | (each) | LF Brass Female Threaded Adapter | 1/2
eV-210513-1232-0002 |  | (each) | LF Brass Female Threaded Adapter | 1/2 x 3/4
eV-210513-1232-0003 |  | (each) | LF Brass Female Threaded Adapter | 3/4 x 1/2
eV-210513-1232-0004 |  | (each) | LF Brass Female Threaded Adapter | 3/4
eV-210513-1232-0005 |  | (each) | LF Brass Female Threaded Adapter | 1 x 3/4
eV-210513-1232-0006 |  | (each) | LF Brass Female Threaded Adapter | 1
eV-210513-1232-0007 |  | (each) | LF Brass Female Threaded Adapter | 1-1/4 x 1
eV-210513-1232-0008 |  | (each) | LF Brass Female Threaded Adapter | 1-1/4
eV-210513-1232-0009 |  | (each) | LF Brass Female Threaded Adapter | 1-1/2
eV-210513-1232-0010 |  | (each) | LF Brass Female Threaded Adapter | 2
eV-210512-1331-0001 |  | (each) | PP-RCT Brass Union | 1/2
eV-210512-1331-0002 |  | (each) | PP-RCT Brass Union | 3/4 x 1/2
eV-210512-1331-0003 |  | (each) | PP-RCT Brass Union | 3/4
eV-210512-1331-0004 |  | (each) | PP-RCT Brass Union | 1 x 3/4
eV-210512-1331-0005 |  | (each) | PP-RCT Brass Union | 1
eV-210512-1331-0006 |  | (each) | PP-RCT Brass Union | 1-1/4 x 1
eV-210409-1445-0001 |  | (each) | PP-RCT Reducing Tee | 1/2 x 1/2 x 3/4
eV-210409-1445-0002 |  | (each) | PP-RCT Reducing Tee | 3/4 x 3/4 x 1/2
eV-210409-1445-0003 |  | (each) | PP-RCT Reducing Tee | 1 x 1/2 x 1/2
eV-210409-1445-0004 |  | (each) | PP-RCT Reducing Tee | 1 x 3/4 x 3/4
eV-210409-1445-0005 |  | (each) | PP-RCT Reducing Tee | 1 x 1 x 1/2
eV-210409-1445-0006 |  | (each) | PP-RCT Reducing Tee | 1 x 1 x 3/4
eV-210409-1445-0007 |  | (each) | PP-RCT Reducing Tee | 1-1/4 x 1-1/4 x 1/2
eV-210409-1445-0008 |  | (each) | PP-RCT Reducing Tee | 1-1/4 x 1-1/4 x 3/4
eV-210409-1445-0009 |  | (each) | PP-RCT Reducing Tee | 1-1/4 x 1-1/4 x 1
eV-210409-1445-0010 |  | (each) | PP-RCT Reducing Tee | 1-1/2 x 1-1/2 x 3/4
eV-210409-1445-0011 |  | (each) | PP-RCT Reducing Tee | 1-1/2 x 1-1/2 x 1
eV-210409-1445-0012 |  | (each) | PP-RCT Reducing Tee | 1-1/2 x 1-1/2 x 1-1/4
eV-210409-1445-0013 |  | (each) | PP-RCT Reducing Tee | 2 x 2 x 1
eV-210409-1445-0014 |  | (each) | PP-RCT Reducing Tee | 2 x 2 x 1-1/4
eV-210409-1445-0015 |  | (each) | PP-RCT Reducing Tee | 2 x 2 x 1-1/2
eV-210409-1445-0016 |  | (each) | PP-RCT Reducing Tee | 2-1/2 x 2-1/2 x 3/4
eV-210409-1445-0017 |  | (each) | PP-RCT Reducing Tee | 2-1/2 x 2-1/2 x 1
eV-210409-1445-0018 |  | (each) | PP-RCT Reducing Tee | 2-1/2 x 2-1/2 x 1-1/4
eV-210409-1445-0019 |  | (each) | PP-RCT Reducing Tee | 2-1/2 x 2-1/2 x 1-1/2
eV-210409-1445-0020 |  | (each) | PP-RCT Reducing Tee | 2-1/2 x 2-1/2 x 2
eV-210409-1445-0021 |  | (each) | PP-RCT Reducing Tee | 3 x 3 x 1
eV-210409-1445-0022 |  | (each) | PP-RCT Reducing Tee | 3 x 3 x 1-1/4
eV-210409-1445-0023 |  | (each) | PP-RCT Reducing Tee | 3 x 3 x 1-1/2
eV-210409-1445-0024 |  | (each) | PP-RCT Reducing Tee | 3 x 3 x 2
eV-210409-1445-0025 |  | (each) | PP-RCT Reducing Tee | 3 x 3 x 2-1/2
eV-210409-1445-0026 |  | (each) | PP-RCT Reducing Tee | 4 x 4 x 2-1/2
eV-210409-1445-0027 |  | (each) | PP-RCT Reducing Tee | 4 x 4 x 3
eV-210409-1207-0001 |  | (each) | PP-RCT Tee | 1/2
eV-210409-1207-0002 |  | (each) | PP-RCT Tee | 3/4
eV-210409-1207-0003 |  | (each) | PP-RCT Tee | 1
eV-210409-1207-0004 |  | (each) | PP-RCT Tee | 1-1/4
eV-210409-1207-0005 |  | (each) | PP-RCT Tee | 1-1/2
eV-210409-1207-0006 |  | (each) | PP-RCT Tee | 2
eV-210409-1207-0007 |  | (each) | PP-RCT Tee | 2-1/2
eV-210409-1207-0008 |  | (each) | PP-RCT Tee | 3
eV-210409-1207-0009 |  | (each) | PP-RCT Tee | 4
eV-210409-0932-0001 |  | (each) | PP-RCT Coupling | 1/2
eV-210409-0932-0002 |  | (each) | PP-RCT Coupling | 3/4
eV-210409-0932-0003 |  | (each) | PP-RCT Coupling | 1
eV-210409-0932-0004 |  | (each) | PP-RCT Coupling | 1-1/4
eV-210409-0932-0005 |  | (each) | PP-RCT Coupling | 1-1/2
eV-210409-0932-0006 |  | (each) | PP-RCT Coupling | 2
eV-210409-0932-0007 |  | (each) | PP-RCT Coupling | 2-1/2
eV-210409-0932-0008 |  | (each) | PP-RCT Coupling | 3
eV-210409-0932-0009 |  | (each) | PP-RCT Coupling | 4
eV-210505-1409-0001 |  | (each) | PP-RCT Fitting Reducer | 3/4 x 1/2
eV-210505-1409-0002 |  | (each) | PP-RCT Fitting Reducer | 1 x 1/2
eV-210505-1409-0003 |  | (each) | PP-RCT Fitting Reducer | 1 x 3/4
eV-210505-1409-0004 |  | (each) | PP-RCT Fitting Reducer | 1-1/4 x 1/2
eV-210505-1409-0005 |  | (each) | PP-RCT Fitting Reducer | 1-1/4 x 3/4
eV-210505-1409-0006 |  | (each) | PP-RCT Fitting Reducer | 1-1/4 x 1
eV-210505-1409-0007 |  | (each) | PP-RCT Fitting Reducer | 1-1/2 x 1/2
eV-210505-1409-0008 |  | (each) | PP-RCT Fitting Reducer | 1-1/2 x 3/4
eV-210505-1409-0009 |  | (each) | PP-RCT Fitting Reducer | 1-1/2 x 1
eV-210505-1409-0010 |  | (each) | PP-RCT Fitting Reducer | 1-1/2 x 1-1/4
eV-210505-1409-0011 |  | (each) | PP-RCT Fitting Reducer | 2 x 3/4
eV-210505-1409-0012 |  | (each) | PP-RCT Fitting Reducer | 2 x 1
eV-210505-1409-0013 |  | (each) | PP-RCT Fitting Reducer | 2 x 1-1/4
eV-210505-1409-0014 |  | (each) | PP-RCT Fitting Reducer | 2 x 1-1/2
eV-210505-1409-0015 |  | (each) | PP-RCT Fitting Reducer | 2-1/2 x 1/2
eV-210505-1409-0016 |  | (each) | PP-RCT Fitting Reducer | 2-1/2 x 3/4
eV-210505-1409-0017 |  | (each) | PP-RCT Fitting Reducer | 2-1/2 x 1
eV-210505-1409-0018 |  | (each) | PP-RCT Fitting Reducer | 2-1/2 x 1-1/4
eV-210505-1409-0019 |  | (each) | PP-RCT Fitting Reducer | 2-1/2 x 1-1/2
eV-210505-1409-0020 |  | (each) | PP-RCT Fitting Reducer | 2-1/2 x 2
eV-210505-1409-0021 |  | (each) | PP-RCT Fitting Reducer | 3 x 1-1/2
eV-210505-1409-0022 |  | (each) | PP-RCT Fitting Reducer | 3 x 2
eV-210505-1409-0023 |  | (each) | PP-RCT Fitting Reducer | 3 x 2-1/2
eV-210420-1049-0001 |  | (each) | PP-RCT Saddle for Outlet Fusion | 1-1/4 x 1/2
eV-210420-1049-0002 |  | (each) | PP-RCT Saddle for Outlet Fusion | 1-1/4 x 3/4
eV-210420-1049-0003 |  | (each) | PP-RCT Saddle for Outlet Fusion | 1-1/2 x 1/2
eV-210420-1049-0004 |  | (each) | PP-RCT Saddle for Outlet Fusion | 1-1/2 x 3/4
eV-210420-1049-0005 |  | (each) | PP-RCT Saddle for Outlet Fusion | 2 x 1/2
eV-210420-1049-0006 |  | (each) | PP-RCT Saddle for Outlet Fusion | 2 x 3/4
eV-210420-1049-0007 |  | (each) | PP-RCT Saddle for Outlet Fusion | 2 x 1
eV-210420-1049-0008 |  | (each) | PP-RCT Saddle for Outlet Fusion | 2-1/2 x 1/2
eV-210420-1049-0009 |  | (each) | PP-RCT Saddle for Outlet Fusion | 2-1/2 x 3/4
eV-210420-1049-0010 |  | (each) | PP-RCT Saddle for Outlet Fusion | 2-1/2 x 1
eV-211010-0959-0001 |  | (each) | PP-RCT Saddle for Outlet Fusion | 2-1/2 x 1-1/4
eV-210420-1049-0011 |  | (each) | PP-RCT Saddle for Outlet Fusion | 3 x 1/2
eV-210420-1049-0012 |  | (each) | PP-RCT Saddle for Outlet Fusion | 3 x 3/4
eV-210420-1049-0013 |  | (each) | PP-RCT Saddle for Outlet Fusion | 3 x 1
eV-211010-0959-0002 |  | (each) | PP-RCT Saddle for Outlet Fusion | 3 x 1-1/4
eV-210420-1049-0014 |  | (each) | PP-RCT Saddle for Outlet Fusion | 4 x 1/2
eV-210420-1049-0015 |  | (each) | PP-RCT Saddle for Outlet Fusion | 4 x 3/4
eV-210420-1049-0016 |  | (each) | PP-RCT Saddle for Outlet Fusion | 4 x 1
eV-210420-1049-0017 |  | (each) | PP-RCT Saddle for Outlet Fusion | 4 x 1-1/4
eV-210420-1049-0018 |  | (each) | PP-RCT Saddle for Outlet Fusion | 4 x 1-1/2
eV-210420-1049-0019 |  | (each) | PP-RCT Saddle for Outlet Fusion | 4 x 2
eV-211010-0959-0002 |  | (each) | PP-RCT Saddle for Outlet Fusion | 6 x 1/2
eV-211010-0959-0003 |  | (each) | PP-RCT Saddle for Outlet Fusion | 6 x 3/4
eV-210420-1049-0020 |  | (each) | PP-RCT Saddle for Outlet Fusion | 6 x 1
eV-210420-1049-0021 |  | (each) | PP-RCT Saddle for Outlet Fusion | 6 x 1-1/4
eV-210420-1049-0022 |  | (each) | PP-RCT Saddle for Outlet Fusion | 6 x 1-1/2
eV-210420-1049-0023 |  | (each) | PP-RCT Saddle for Outlet Fusion | 6 x 2
eV-210420-1049-0024 |  | (each) | PP-RCT Saddle for Outlet Fusion | 6 x 2-1/2
eV-210420-1049-0025 |  | (each) | PP-RCT Saddle for Outlet Fusion | 6 x 3
eV-211010-0959-0004 |  | (each) | PP-RCT Saddle for Outlet Fusion | 8 x 1/2
eV-211010-0959-0005 |  | (each) | PP-RCT Saddle for Outlet Fusion | 8 x 3/4
eV-210420-1049-0026 |  | (each) | PP-RCT Saddle for Outlet Fusion | 8 x 1
eV-211010-0959-0006 |  | (each) | PP-RCT Saddle for Outlet Fusion | 8 x 1-1/4
eV-210420-1049-0027 |  | (each) | PP-RCT Saddle for Outlet Fusion | 8 x 1-1/2
eV-210420-1049-0028 |  | (each) | PP-RCT Saddle for Outlet Fusion | 8 x 2
eV-210420-1049-0029 |  | (each) | PP-RCT Saddle for Outlet Fusion | 8 x 2-1/2
eV-210420-1049-0030 |  | (each) | PP-RCT Saddle for Outlet Fusion | 8 x 3
eV-210420-1049-0031 |  | (each) | PP-RCT Saddle for Outlet Fusion | 8 x 4
eV-211010-0959-0007 |  | (each) | PP-RCT Saddle for Outlet Fusion | 10 x 1/2
eV-211010-0959-0008 |  | (each) | PP-RCT Saddle for Outlet Fusion | 10 x 3/4
eV-210420-1049-0032 |  | (each) | PP-RCT Saddle for Outlet Fusion | 10 x 1
eV-211010-0959-0009 |  | (each) | PP-RCT Saddle for Outlet Fusion | 10 x 1-1/4
eV-211010-0959-0010 |  | (each) | PP-RCT Saddle for Outlet Fusion | 10 x 1-1/2
eV-210420-1049-0033 |  | (each) | PP-RCT Saddle for Outlet Fusion | 10 x 2
eV-210420-1049-0034 |  | (each) | PP-RCT Saddle for Outlet Fusion | 10 x 2-1/2
eV-210420-1049-0035 |  | (each) | PP-RCT Saddle for Outlet Fusion | 10 x 3
eV-210420-1049-0036 |  | (each) | PP-RCT Saddle for Outlet Fusion | 10 x 4
eV-210420-1049-0037 |  | (each) | PP-RCT Saddle for Outlet Fusion | 12 x 2
eV-210420-1049-0038 |  | (each) | PP-RCT Saddle for Outlet Fusion | 12 x 2-1/2
eV-210420-1049-0039 |  | (each) | PP-RCT Saddle for Outlet Fusion | 12 x 3
eV-210420-1049-0040 |  | (each) | PP-RCT Saddle for Outlet Fusion | 12 x 4
eV-210513-0955-0001 |  | (each) | Brass Male Threaded Adapter | 1/2
eV-210513-0955-0002 |  | (each) | Brass Male Threaded Adapter | 3/4
eV-210513-0955-0003 |  | (each) | Brass Male Threaded Adapter | 1
eV-210513-0955-0004 |  | (each) | Brass Male Threaded Adapter | 1-1/4
eV-210513-0955-0005 |  | (each) | Brass Male Threaded Adapter | 1-1/2
eV-210513-0955-0006 |  | (each) | Brass Male Threaded Adapter | 2
eV-210513-1240-0001 |  | (each) | Brass Female Threaded Adapter | 1/2
eV-210513-1240-0002 |  | (each) | Brass Female Threaded Adapter | 3/4 x 1/2
eV-210513-1240-0003 |  | (each) | Brass Female Threaded Adapter | 3/4
eV-210513-1240-0004 |  | (each) | Brass Female Threaded Adapter | 1 x 3/4
eV-210513-1240-0005 |  | (each) | Brass Female Threaded Adapter | 1
eV-210513-1240-0006 |  | (each) | Brass Female Threaded Adapter | 1-1/4 x 1
eV-210513-1240-0007 |  | (each) | Brass Female Threaded Adapter | 1-1/4
eV-210513-1240-0008 |  | (each) | Brass Female Threaded Adapter | 1-1/2
eV-210513-1240-0009 |  | (each) | Brass Female Threaded Adapter | 2
eV-210429-0854-0001 |  | (each) | PP-RCT 45 Street Elbow | 1/2
eV-210429-0854-0002 |  | (each) | PP-RCT 45 Street Elbow | 3/4
eV-210429-0854-0003 |  | (each) | PP-RCT 45 Street Elbow | 1
eV-210429-0900-0001 |  | (each) | PP-RCT 90 Street Elbow | 1/2
eV-210429-0900-0002 |  | (each) | PP-RCT 90 Street Elbow | 3/4
eV-210429-0900-0003 |  | (each) | PP-RCT 90 Street Elbow | 1
eV-210405-1353-0001 |  | (each) | PP-RCT 45 Elbow | 1/2
eV-210405-1353-0002 |  | (each) | PP-RCT 45 Elbow | 3/4
eV-210405-1353-0003 |  | (each) | PP-RCT 45 Elbow | 1
eV-210405-1353-0004 |  | (each) | PP-RCT 45 Elbow | 1-1/4
eV-210405-1353-0005 |  | (each) | PP-RCT 45 Elbow | 1-1/2
eV-210405-1353-0006 |  | (each) | PP-RCT 45 Elbow | 2
eV-210405-1353-0007 |  | (each) | PP-RCT 45 Elbow | 2-1/2
eV-210405-1353-0008 |  | (each) | PP-RCT 45 Elbow | 3
eV-210405-1353-0009 |  | (each) | PP-RCT 45 Elbow | 4
eV-210401-1120-0001 |  | (each) | PP-RCT 90 Elbow | 1/2
eV-210401-1120-0002 |  | (each) | PP-RCT 90 Elbow | 3/4
eV-210401-1120-0003 |  | (each) | PP-RCT 90 Elbow | 1
eV-210401-1120-0004 |  | (each) | PP-RCT 90 Elbow | 1-1/4
eV-210401-1120-0005 |  | (each) | PP-RCT 90 Elbow | 1-1/2
eV-210401-1120-0006 |  | (each) | PP-RCT 90 Elbow | 2
eV-210401-1120-0007 |  | (each) | PP-RCT 90 Elbow | 2-1/2
eV-210401-1120-0008 |  | (each) | PP-RCT 90 Elbow | 3
eV-210401-1120-0009 |  | (each) | PP-RCT 90 Elbow | 4
eV-210518-1017-0001 |  | (each) | TruFLOW Jr. Isolation Valves, 2-loop | 2-LOOP
eV-210518-1017-0002 |  | (each) | TruFLOW Jr. Isolation Valves, 3-loop | 3-LOOP
eV-210518-1017-0003 |  | (each) | TruFLOW Jr. Isolation Valves, 4-loop | 4-LOOP
eV-210518-1009-0001 |  | (each) | TruFLOW Jr. Manifold Balancing Valves, 2-loop | 2-LOOP
eV-210518-1009-0002 |  | (each) | TruFLOW Jr. Manifold Balancing Valves, 3-loop | 3-LOOP
eV-210518-1009-0003 |  | (each) | TruFLOW Jr. Manifold Balancing Valves, 4-loop | 4-LOOP
eV-210518-0902-0001 |  | (each) | TruFLOW Jr. Valveless, 2-loop | 2-LOOP
eV-210518-0902-0002 |  | (each) | TruFLOW Jr. Valveless, 3-loop | 3-LOOP
eV-210518-0902-0003 |  | (each) | TruFLOW Jr. Valveless, 4-loop | 4-LOOP
eV-210520-1217-0001 |  | (each) | EP Branch Multi-port Tee, 7 outlets with mounting clips | 3/4 x 1/2
eV-210520-1217-0002 |  | (each) | EP Branch Multi-port Tee, 8 outlets with mounting clips | 3/4 x 1/2
eV-210520-1217-0003 |  | (each) | EP Branch Multi-port Tee, 7 outlets with mounting clips | 1 x 1/2
eV-210520-1217-0004 |  | (each) | EP Branch Multi-port Tee, 8 outlets with mounting clips | 1 x 1/2
eV-210520-1217-0005 |  | (each) | EP Branch Multi-port Tee, 10 outlets with mounting clips | 1 x 1/2
eV-210520-1217-0006 |  | (each) | EP Branch Multi-port Tee, 12 outlets with mounting clips | 1 x 1/2
eV-210520-1217-0007 |  | (each) | EP Branch Multi-port Tee, 3 outlets | 1-1/4 x 3/4
eV-210520-1524-0001 |  | (each) | Commercial EP Branch Multi Port Elbow, 7 outlets | 3/4 x 1/2
eV-210520-1524-0002 |  | (each) | Commercial EP Branch Multi Port Elbow, 8 outlets | 3/4 x 1/2
eV-210520-1524-0005 |  | (each) | Commercial EP Branch Multi Port Elbow, 10 outlets | 1 x 1/2
eV-210630-0326-0001 |  | (each) | ProPEX LF Brass In-line Ice Maker Tee | 1/2 x 1/2 x 1/4
eV-210630-0326-0002 |  | (each) | ProPEX LF Brass Ice Maker Valve | 1/2 x 1/4
eV-210630-0326-0003 |  | (each) | ProPEX LF Brass Ice Maker Valve | 1/2 x 1/4
eV-210701-1052-0001 |  | (each) | ProPEX LF Brass Compression Angle Stop Valve | 1/2 x 3/8
eV-210701-1128-0001 |  | (each) | ProPEX LF Brass Compression Straight Stop Valve | 1/2 x 3/8
eV-210701-1145-0001 |  | (each) | ProPEX LF Brass Angle Stop Valve | 1/2 x 3/8
eV-210707-1307-0001 |  | (each) | ProPEX LF Water Heater Adapter | 3/4
eV-210701-1403-0001 |  | (each) | ProPEX LF CTS Groove Fitting Adapter | 2
eV-210701-1403-0002 |  | (each) | ProPEX LF CTS Groove Fitting Adapter | 2 x 2-1/2
eV-210701-1403-0003 |  | (each) | ProPEX LF CTS Groove Fitting Adapter | 2-1/2
eV-210701-1403-0004 |  | (each) | ProPEX LF CTS Groove Fitting Adapter | 3
eV-210408-1302-0001 |  | (each) | ProPEX LF Copper Tub Ell | 1/2 ( 3'' x 4'')
eV-210408-1302-0002 |  | (each) | ProPEX LF Copper Tub Ell | 1/2 (3'' x 6'')
eV-210408-0756-0001 |  | (each) | ProPEX LF Copper Stub Ell | 1/2 ( 3-1/2'' x 8'')
eV-210408-0756-0002 |  | (each) | ProPEX LF Copper Stub Ell | 1/2 (8'' x 13'')
eV-210408-0756-0003 |  | (each) | ProPEX LF Copper Stub Ell | 1/2 (13'' x 8'')
eV-210408-0756-0004 |  | (each) | ProPEX LF Copper Stub Ell | 3/4
eV-210408-0756-0005 |  | (each) | ProPEX LF Copper Stub Ell | 1
eV-210508-0729-0001 |  | (each) | ProPEX LF Copper Straight Stub | 1/2 (8'')
eV-210508-0729-0002 |  | (each) | ProPEX LF Copper Straight Stub | 1/2 (15'')
eV-210508-0729-0003 |  | (each) | ProPEX LF Copper Straight Stub | 2-1/2
eV-210508-0729-0004 |  | (each) | ProPEX LF Copper Straight Stub | 3
eV-210701-1457-0001 |  | (each) | ProPEX Washing Machine Outlet Box | 1/2
eV-210701-1551-0001 |  | (each) | ProPEX LF Brass CPVC Spigot Adapter Kit | 1-1/4
eV-210701-1551-0002 |  | (each) | ProPEX LF Brass CPVC Spigot Adapter Kit | 1-1/2
eV-210701-1551-0003 |  | (each) | ProPEX LF Brass CPVC Spigot Adapter Kit | 2
eV-210701-1603-0000 |  | (each) | ProPEX LF Brass Stop and Drain Ball Valve (full port) | 1/2
eV-210701-1603-0001 |  | (each) | ProPEX LF Brass Stop and Drain Ball Valve | 3/4
eV-210701-1603-0002 |  | (each) | ProPEX LF Brass Stop and Drain Ball Valve (full port) | 3/4
eV-210701-1603-0003 |  | (each) | ProPEX LF Brass Stop and Drain Ball Valve (full port) | 1
eV-210701-1612-0001 |  | (each) | ProPEX Ice Maker Box with Support Brackets | 1/2
eV-210701-1649-0001 |  | (each) | 1 x 6 Copper Manifold with 24 LF Brass outlets | 1 x 1/2 - 24 Port
eV-210701-1913-0001 |  | (each) | 1-1/2 x 3/4 Copper Valveless Manifold with 24 outlets | 1-1/2 x 3/4 - 24 Port
eV-210701-1913-0002 |  | (each) | 2 x 3/4 Copper Valveless Manifold with 24 outlets | 2 x 3/4 - 24 Port
eV-210701-1932-0001 |  | (each) | Basic End Cap | R32
eV-210701-2011-0001 |  | (each) | Manifold Supply and Return Ball Valves with Filter and Temp Gauge | 1-1/4
eV-210701-2011-0002 |  | (each) | Manifold Supply and Return Ball Valves with Temp Gauges | 1-1/4
eV-210701-2011-0003 |  | (each) | Manifold Supply and Return Ball Valves | 1-1/4
eV-210701-2045-0001 |  | (each) | TruFLOW Visual Flow Meter | 0.15 to 0.8 gpm
eV-210701-2045-0002 |  | (each) | TruFLOW Visual Flow Meter | 0.25 to 2.0 gpm
eV-210701-2123-0001 |  | (each) | QS-style Fitting Assembly | 5/16 x R20
eV-210701-2123-0002 |  | (each) | QS-style Fitting Assembly | 3/8 x R20
eV-210701-2123-0003 |  | (each) | QS-style Fitting Assembly | 1/2 x R20
eV-210701-2123-0004 |  | (each) | QS-style Fitting Assembly | 5/8 x R20
eV-210701-2123-0005 |  | (each) | QS-style Fitting Assembly | 5/8 x R25
eV-210701-2123-0006 |  | (each) | QS-style Fitting Assembly | 3/4 x R25
eV-210701-2142-0001 |  | (each) | 2 x 3/4 Copper Valveless Manifold with 12 outlets | 2 x 3/4 - 12 Port
eV-210701-2307-0001 |  | (each) | ProPEX Ball Valve | 5/8 x 3/4
eV-210701-2307-0002 |  | (each) | ProPEX Ball Valve | 3/4
eV-210702-0803-0001 |  | (each) | ProPEX Ball and Balancing Valve | 5/8 x 3/4
eV-210702-0803-0002 |  | (each) | ProPEX Ball and Balancing Valve | 3/4
eV-210702-0803-0003 |  | (each) | ProPEX Ball Valve | R20 x 3/4
eV-210702-0803-0004 |  | (each) | ProPEX Ball Valve | R25 x 3/4
eV-210702-0803-0005 |  | (each) | ProPEX Ball and Balancing Valve | R20 x 3/4
eV-210702-0803-0006 |  | (each) | ProPEX Ball and Balancing Valve | R25 x 3/4
eV-210702-0915-0001 |  | (each) | HDPE Valveless Manifold | 3 x 3/4 - 10 Port
eV-210702-0915-0002 |  | (each) | HDPE Valveless Manifold | 3 x 1 - 10 Port
eV-210702-0915-0003 |  | (each) | HDPE Valveless Manifold | 3 x 3/4 - 20 Port
eV-210702-0915-0004 |  | (each) | HDPE Valveless Manifold | 3 x 1 - 20 Port
eV-210702-0915-0005 |  | (each) | HDPE Valveless Manifold | 4 x 3/4 - 10 Port
eV-210702-0915-0006 |  | (each) | HDPE Valveless Manifold | 4 x 1 - 10 Port
eV-210702-0915-0007 |  | (each) | HDPE Valveless Manifold | 4 x 3/4 - 20 Port
eV-210702-0915-0008 |  | (each) | HDPE Valveless Manifold | 4 x 1 - 20 Port
eV-210702-1051-0001 |  | (each) | Thermal Twin with 6.9 Jacket. 600ft- Coil | 1
eV-210702-1051-0002 |  | (each) | Thermal Twin Jr. with 5.5 Jacket. 600ft- Coil | 1-1/4
eV-210702-1051-0003 |  | (each) | Thermal Twin with 6.9 Jacket. 500ft- Coil | 1-1/4
eV-210702-1051-0004 |  | (each) | Thermal Twin with 6.9 Jacket. 300ft- Coil | 1-1/2
eV-210702-1051-0005 |  | (each) | Thermal Twin with 7.9 Jacket. 300ft-Coil | 2
eV-210702-1051-0006 |  | (each) | Thermal Twin with 7.9 Jacket. 300ft-Coil | 2-1/2
eV-210702-1115-0001 |  | (each) | Potable PEX Twin with 6.9 Jacket. 600ft-Coil | 1
eV-210702-1115-0002 |  | (each) | Potable PEX Twin with 6.9 Jacket. 500ft-Coil | 1-1/4
eV-210702-1115-0003 |  | (each) | Potable PEX Twin with 6.9 Jacket. 300ft-Coil | 1-1/2
eV-210702-1115-0004 |  | (each) | Potable PEX Twin with 7.9 Jacket. 300ft-Coil | 2
eV-210702-1142-0001 |  | (each) | WIPEX Fitting | 4
eV-210702-1153-0001 |  | (each) | End Cap with 2.7 Jacket | 3/4
eV-210702-1153-0002 |  | (each) | End Cap with 2.7 Jacket | 1
eV-210702-1153-0003 |  | (each) | End Cap with 5.5 Jacket | 1
eV-210702-1153-0004 |  | (each) | End Cap with 5.5 Jacket | 1-1/4
eV-210702-1153-0005 |  | (each) | End Cap with 6.9 Jacket | 1-1/2
eV-210702-1153-0006 |  | (each) | End Cap with 6.9 Jacket | 2
eV-210702-1153-0007 |  | (each) | End Cap with 6.9 Jacket | 2-1/2
eV-210702-1153-0008 |  | (each) | End Cap with 7.9 Jacket | 3
eV-210702-1153-0009 |  | (each) | End Cap with 7.9 Jacket | 3-1/2
eV-210702-1153-0010 |  | (each) | End Cap with 7.9 Jacket | 4
eV-210702-1212-0001 |  | (each) | Twin End Cap with 5.5 Jacket | 1
eV-210702-1212-0002 |  | (each) | Twin End Cap with 5.5 Jacket | 1-1/4
eV-210702-1212-0003 |  | (each) | Twin End Cap with 5.5 Jacket | 1-1/2
eV-210702-1212-0004 |  | (each) | Twin End Cap with 6.9 Jacket | 1
eV-210702-1212-0005 |  | (each) | Twin End Cap with 6.9 Jacket | 1-1/4
eV-210702-1212-0006 |  | (each) | Twin End Cap with 6.9 Jacket | 1-1/2
eV-210702-1212-0007 |  | (each) | Twin End Cap with 7.9 Jacket | 2
eV-210702-1212-0008 |  | (each) | Twin End Cap with 7.9 Jacket | 2-1/2
eV-210702-1227-0001 |  | (each) | AquaPEX Blue Coil Bend
eV-210702-1227-0002 |  | (each) | AquaPEX Purple Coil Bend
eV-210702-1227-0003 |  | (each) | AquaPEX Red Coil Bend
eV-210702-1227-0004 |  | (each) | AquaPEX White Blue Print Coil Bend
eV-210702-1227-0005 |  | (each) | AquaPEX White Red Print Coil Bend
eV-210702-1227-0006 |  | (each) | AquaPEX White Coil Bend
eV-210702-1227-0007 |  | (each) | Wirsbo hePEX Coild Bend
eV-210702-1227-0008 |  | (each) | AquaPEX Blue Coil Bend with Support
eV-210702-1227-0009 |  | (each) | AquaPEX Purple Coil Bend with Support
eV-210702-1227-0010 |  | (each) | AquaPEX Red Coil Bend with Support
eV-210702-1227-0011 |  | (each) | AquaPEX White Blue Print Coil Bend with Support
eV-210702-1227-0012 |  | (each) | AquaPEX White Red Print Coil Bend with Support
eV-210702-1227-0013 |  | (each) | AquaPEX White Coil Bend with Support
eV-210702-1227-0014 |  | (each) | Wirsbo hePEX Coild Bend with Support
eV-210702-1604-0001 |  | (each) | Metal Bend Support | 3/8
eV-210702-1604-0002 |  | (each) | Metal Bend Support | 1/2
eV-210702-1604-0003 |  | (each) | Metal Bend Support | 5/8
eV-210702-1604-0004 |  | (each) | Metal Bend Support | 3/4
eV-210702-1604-0005 |  | (each) | Plastic Bend Support | 3/8
eV-210702-1604-0006 |  | (each) | Plastic Bend Support | 1/2
eV-210702-1604-0007 |  | (each) | Plastic Bend Support | 3/4
eV-211010-1054-0001 |  | (each) | 45 Plastic Bend Support | 1/2
eV-211010-1054-0002 |  | (each) | 45 Plastic Bend Support | 3/4
eV-210715-1059-0001 |  | (each) | Stainless-steel Manifold, 1-1/4" 2-loop | 2-LOOP
eV-210715-1059-0002 |  | (each) | Stainless-steel Manifold, 1-1/4" 3-loop | 3-LOOP
eV-210715-1059-0003 |  | (each) | Stainless-steel Manifold, 1-1/4" 4-loop | 4-LOOP
eV-210715-1059-0004 |  | (each) | Stainless-steel Manifold, 1-1/4" 5-loop | 5-LOOP
eV-210715-1059-0005 |  | (each) | Stainless-steel Manifold, 1-1/4" 6-loop | 6-LOOP
eV-210715-1059-0006 |  | (each) | Stainless-steel Manifold, 1-1/4" 7-loop | 7-LOOP
eV-210715-1059-0007 |  | (each) | Stainless-steel Manifold, 1-1/4" 8-loop | 8-LOOP
eV-210715-1059-0008 |  | (each) | Stainless-steel Manifold, 1-1/4" 10-loop | 10-LOOP
eV-210715-1059-0009 |  | (each) | Stainless-steel Manifold, 1-1/4" 12-loop | 12-LOOP
eV-210715-1059-0010 |  | (each) | Stainless-steel Manifold, 1" 2-loop | 2-LOOP
eV-210715-1059-0011 |  | (each) | Stainless-steel Manifold, 1" 3-loop | 3-LOOP
eV-210715-1059-0012 |  | (each) | Stainless-steel Manifold, 1" 4-loop | 4-LOOP
eV-210715-1059-0013 |  | (each) | Stainless-steel Manifold, 1" 5-loop | 5-LOOP
eV-210715-1059-0014 |  | (each) | Stainless-steel Manifold, 1" 6-loop | 6-LOOP
eV-210715-1059-0015 |  | (each) | Stainless-steel Manifold, 1" 7-loop | 7-LOOP
eV-210715-1059-0016 |  | (each) | Stainless-steel Manifold, 1" 8-loop | 8-LOOP
eV-210715-1059-0017 |  | (each) | Stainless-steel Manifold, 1" 10-loop | 10-LOOP
eV-210715-1059-0018 |  | (each) | Stainless-steel Manifold, 1" 12-loop | 12-LOOP
eV-210809-0256-0017 |  | (each) | TruFLOW Jr, Balancing Valves and Valveless Manifold, 2-loop | 2-LOOP
eV-210809-0256-0018 |  | (each) | TruFLOW Jr, Balancing Valves and Valveless Manifold, 3-loop | 3-LOOP
eV-210809-0256-0019 |  | (each) | TruFLOW Jr, Balancing Valves and Valveless Manifold, 4-loop | 4-LOOP
eV-210809-0256-0020 |  | (each) | TruFLOW Jr, Balancing Valves and Valveless Manifold, 5-loop | 5-LOOP
eV-210809-0256-0021 |  | (each) | TruFLOW Jr, Balancing Valves and Valveless Manifold, 6-loop | 6-LOOP
eV-210809-0256-0022 |  | (each) | TruFLOW Jr, Balancing Valves and Valveless Manifold, 7-loop | 7-LOOP
eV-210809-0256-0023 |  | (each) | TruFLOW Jr, Balancing Valves and Valveless Manifold, 8-loop | 8-LOOP
eV-210715-1059-0024 |  | (each) | TruFLOW Jr, B&I Manifold, 2-loop | 2-LOOP
eV-210715-1059-0025 |  | (each) | TruFLOW Jr, B&I Manifold, 3-loop | 3-LOOP
eV-210715-1059-0026 |  | (each) | TruFLOW Jr, B&I Manifold, 4-loop | 4-LOOP
eV-210715-1059-0027 |  | (each) | TruFLOW Jr, B&I Manifold, 5-loop | 5-LOOP
eV-210715-1059-0028 |  | (each) | TruFLOW Jr, B&I Manifold, 6-loop | 6-LOOP
eV-210715-1059-0029 |  | (each) | TruFLOW Jr, B&I Manifold, 7-loop | 7-LOOP
eV-210715-1059-0030 |  | (each) | TruFLOW Jr, B&I Manifold, 8-loop | 8-LOOP
eV-210715-1059-0031 |  | (each) | TruFLOW Classic B&I Manifold, 2-loop | 2-LOOP
eV-210715-1059-0032 |  | (each) | TruFLOW Classic B&I Manifold, 3-loop | 3-LOOP
eV-210715-1059-0033 |  | (each) | TruFLOW Classic B&I Manifold, 4-loop | 4-LOOP
eV-210715-1059-0034 |  | (each) | TruFLOW Classic B&I Manifold, 5-loop | 5-LOOP
eV-210715-1059-0035 |  | (each) | TruFLOW Classic B&I Manifold, 6-loop | 6-LOOP
eV-210715-1059-0036 |  | (each) | TruFLOW Classic B&I Manifold, 7-loop | 7-LOOP
eV-210715-1059-0037 |  | (each) | TruFLOW Classic B&I Manifold, 8-loop | 8-LOOP
eV-210715-1059-0038 |  | (each) | TruFLOW Classic B&I Manifold, 10-loop | 10-Loop
eV-210715-1059-0039 |  | (each) | TruFLOW Classic B&I Manifold, 12-loop | 12-Loop
eV-210715-1059-0040 |  | (each) | EP Heating Manifold, 2-loop | 2-LOOP
eV-210715-1059-0041 |  | (each) | EP Heating Manifold, 3-loop | 3-LOOP
eV-210715-1059-0042 |  | (each) | EP Heating Manifold, 4-loop | 4-LOOP
eV-210715-1059-0043 |  | (each) | EP Heating Manifold, 5-loop | 5-LOOP
eV-210715-1059-0044 |  | (each) | EP Heating Manifold, 6-loop | 6-LOOP
eV-210715-1059-0045 |  | (each) | EP Heating Manifold, 7-loop | 7-LOOP
eV-210715-1059-0046 |  | (each) | EP Heating Manifold, 8-loop | 8-LOOP
eV-210715-1221-0001 |  | (each) | Two-wire Thermal Actuator for EP Heating Manifolds | -
eV-210715-1221-0002 |  | (each) | Two-wire Thermal Actuator for TruFLOW Classic and Jr. Valved Manifolds | -
eV-210715-1221-0003 |  | (each) | Two-wire Thermal Actuator for Stainless-steel Manifolds | -
eV-210804-1402-0001 |  | (each) | Four-wire Thermal Actuator | -
eV-210715-1300-0001 |  | (each) | Straight Insulation Kit | 5.5
eV-210715-1300-0002 |  | (each) | Straight Insulation Kit | 6.9
eV-210715-1300-0003 |  | (each) | Straight Insulation Kit | 7.9
eV-210715-1314-0001 |  | (each) | Elbow Insulation Kit | 5.5
eV-210715-1314-0002 |  | (each) | Elbow Insulation Kit | 6.9
eV-210715-1314-0003 |  | (each) | Elbow Insulation Kit | 7.9
eV-210715-1314-0004 |  | (each) | Tee Insulation Kit | 5.5
eV-210715-1314-0005 |  | (each) | Tee Insulation Kit | 6.9
eV-210715-1314-0006 |  | (each) | Tee Insulation Kit | 7.9
eV-210715-1314-0007 |  | (each) | H-Insulation Kit | 5.5
eV-210715-1314-0008 |  | (each) | H-Insulation Kit | 6.9
eV-210715-1314-0009 |  | (each) | H-Insulation Kit | 7.9
eV-210715-1354-0001 |  | (each) | Reducer Bushing | 5.5 x 2.7
eV-210715-1405-0001 |  | (each) | Plastic Drop Ear Bend Supports | 3/8
eV-210715-1405-0002 |  | (each) | Plastic Drop Ear Bend Supports | 1/2
eV-210715-1405-0003 |  | (each) | Metal Drop Ear Bend Supports | 3/8
eV-210715-1405-0004 |  | (each) | Metal Drop Ear Bend Supports | 1/2
eV-210715-1434-0001 |  | (each) | Metal Straight-through Support | 1/2
eV-210715-1434-0002 |  | (each) | Wall Sleeve with Heat Shrink for 2.7 Jacket | 2.7 Jacket
eV-210715-1434-0003 |  | (each) | Wall Sleeve with Heat Shrink for 5.5 Jacket | 5.5 Jacket
eV-210715-1434-0004 |  | (each) | Wall Sleeve with Heat Shrink for 6.9 and 7.9 Jackets | 6.9/7.9 Jacket
eV-210715-1434-0005 |  | (each) | Compression Wall Seal for 2.7 Jacket | 2.7 Jacket
eV-210715-1434-0006 |  | (each) | Compression Wall Seal for 5.5 Jacket | 5.5 Jacket
eV-210715-1434-0007 |  | (each) | Compression Wall Seal for 6.9 Jacket | 6.9 Jacket
eV-210715-1434-0008 |  | (each) | Compression Wall Seal for 7.9 Jacket | 7.9 Jacket
eV-210803-0733-0001 |  | (each) | TruFLOW classic manifold extension kits | 2-LOOP
eV-210803-0918-0001 |  | (each) | 2 x 4 Copper Valved Manifold with 5/8 ProPEX Ball Valves, 12 outlets | 2 x 5/8 - 12 Port
eV-210803-0918-0002 |  | (each) | 2 x 4 Copper Valved Manifold with 3/4 ProPEX Ball Valves, 12 outlets | 2 x 3/4 - 12 Port
eV-210803-0918-0003 |  | (each) | 2 x 4 Copper Valved Manifold with 5/8 ProPEX Ball & Balancing Valves, 12 outlets | 2 x 5/8 - 12 Port
eV-210803-0918-0004 |  | (each) | 2 x 4 Copper Valved Manifold with 3/4 ProPEX Ball & Balancing Valves, 12 outlets | 2 x 3/4 - 12 Port
eV-210804-0739-0001 |  | (each) | 1 x 1/2 Copper Manifold w/ LF Brass Ball Valve, 4 outlets | 1 x 1/2 - 4 Port
eV-210804-0739-0002 |  | (each) | 1 x 1/2 Copper Manifold w/ LF Brass Ball Valve, 6 outlets | 1 x 1/2 - 6 Port
eV-210804-0739-0003 |  | (each) | 1 x 1/2 Copper Manifold w/ LF Brass Ball Valve, 8 outlets | 1 x 1/2 - 8 Port
eV-210804-0739-0004 |  | (each) | 1 x 1/2 Copper Manifold w/ LF Brass Ball Valve, 10 outlets | 1 x 1/2 - 10 Port
eV-210804-0739-0005 |  | (each) | 1 x 1/2 Copper Manifold w/ LF Brass Ball Valve, 12 outlets | 1 x 1/2 - 12 Port
eV-210804-0808-0001 |  | (each) | 2 x 4 Copper Valved Manifold with R20 Ball Valve, 12 outlets | 2 x R20 - 12 Port
eV-210804-0808-0002 |  | (each) | 2 x 4 Copper Valved Manifold with R25 Ball Valve, 12 outlets | 2 x R25 - 12 Port
eV-210804-0808-0003 |  | (each) | 2 x 4 Copper Valved Manifold with R20 Ball & Balancing Valves, 12 outlets | 2 x R20 - 12 Port
eV-210804-0808-0004 |  | (each) | 2 x 4 Copper Valved Manifold with R25 Ball & Balancing Valves, 12 outlets | 2 x R25 - 12 Port
eV-210804-1230-0001 |  | (each) | PVC Elbow PEX Bend Support | 3/4
eV-210804-1230-0002 |  | (each) | PVC Elbow PEX Bend Support | 1
eV-210804-1230-0003 |  | (each) | PVC Elbow PEX Bend Support | 1-1/4
eV-210804-1230-0004 |  | (each) | PVC Elbow PEX Bend Support | 1-1/2
eV-210804-1431-0001 |  | (each) | Insert | 1/4
eV-210804-1512-0001 |  | (each) | EP Heating Manifold Elbow | Short
eV-210804-1512-0002 |  | (each) | EP Heating Manifold Elbow | Long
eV-210804-1628-0001 |  | (each) | EP Heating Manifold Connection Piece | R32
eV-210804-1744-0001 |  | (each) | EP Heating Manifold Single Section with Balancing Valve & Flow Meter | R32
eV-210804-1758-0001 |  | (each) | EP Heating Manifold Single Section with Isolation Valve | R32
eV-210804-1812-0001 |  | (each) | TruFLOW Manifold Coupling Nipple | 1-1/4
eV-210804-1836-0001 |  | (each) | TruFLOW Manifold Elbow Union | R32 x 1-1/4
eV-210804-1854-0001 |  | (each) | TruFLOW Classic Manifold Offset Union | R32 x 1-1/4
eV-210804-1937-0001 |  | (each) | Copper Manifold End Cap | 2
eV-210822-0340-0001 |  | (each) | Ecoflex Thermal Single Bend | 3/4
eV-210822-0340-0002 |  | (each) | Ecoflex Thermal Single Bend | 1
eV-210822-0340-0003 |  | (each) | Ecoflex Thermal Single Bend | 1-1/4
eV-210822-0340-0004 |  | (each) | Ecoflex Thermal Single Bend | 1-1/2
eV-210822-0340-0005 |  | (each) | Ecoflex Thermal Single Bend | 2
eV-210822-0340-0006 |  | (each) | Ecoflex Thermal Single Bend | 2-1/2
eV-210822-0340-0007 |  | (each) | Ecoflex Thermal Single Bend | 3
eV-210822-0340-0008 |  | (each) | Ecoflex Thermal Single Bend | 4
eV-210822-0340-0009 |  | (each) | Ecoflex Potable HDPE Bend | 3/4
eV-210822-0340-0010 |  | (each) | Ecoflex Potable HDPE Bend | 1
eV-210822-0340-0011 |  | (each) | Ecoflex Potable HDPE Bend | 1-1/4
eV-210822-0340-0012 |  | (each) | Ecoflex Potable HDPE Bend | 1-1/2
eV-210822-0340-0013 |  | (each) | Ecoflex Potable HDPE Bend | 2
eV-210822-0340-0014 |  | (each) | Ecoflex Potable HDPE Bend | 2-1/2
eV-210822-0340-0015 |  | (each) | Ecoflex Potable HDPE Bend | 3
eV-210822-0340-0016 |  | (each) | Ecoflex Potable HDPE Bend | 4
eV-210822-0340-0017 |  | (each) | Ecoflex Thermal Twin Bend | 3/4
eV-210822-0340-0018 |  | (each) | Ecoflex Thermal Twin Bend | 1
eV-210822-0340-0019 |  | (each) | Ecoflex Thermal Twin Bend | 1-1/4
eV-210822-0340-0020 |  | (each) | Ecoflex Thermal Twin Bend | 1-1/2
eV-210822-0340-0021 |  | (each) | Ecoflex Thermal Twin Bend | 2
eV-210822-0340-0022 |  | (each) | Ecoflex Thermal Twin Bend | 2-1/2
eV-210822-0340-0023 |  | (each) | Ecoflex Thermal Twin Bend | 3
eV-210822-0340-0024 |  | (each) | Ecoflex Thermal Twin Bend | 4
eV-211006-1154-0001 |  | (each) | Flange Ring | 2-1/2
eV-211006-1154-0002 |  | (each) | Flange Ring | 3
eV-211006-1154-0003 |  | (each) | Flange Ring | 4
eV-211006-1154-0004 |  | (each) | Flange Ring | 6
eV-211006-1154-0005 |  | (each) | Flange Ring | 8
eV-211006-1154-0006 |  | (each) | Flange Ring | 10
eV-211006-1154-0007 |  | (each) | Flange Ring | 12
eV-211010-0723-0001 |  | (each) | PP-RCT 45 Elbow Short Radius, Mechanical, SDR 11 | 6
eV-211010-0723-0002 |  | (each) | PP-RCT 45 Elbow Short Radius, Mechanical, SDR 11 | 8
eV-211010-0723-0003 |  | (each) | PP-RCT 45 Elbow Short Radius, Mechanical, SDR 11 | 10
eV-211010-0723-0004 |  | (each) | PP-RCT 45 Elbow Short Radius, Mechanical, SDR 11 | 12
eV-211010-0729-0001 |  | (each) | PP-RCT 45 Elbow Short Radius, Mechanical, SDR 9 | 6
eV-211010-0729-0002 |  | (each) | PP-RCT 45 Elbow Short Radius, Mechanical, SDR 9 | 8
eV-211010-0729-0003 |  | (each) | PP-RCT 45 Elbow Short Radius, Mechanical, SDR 9 | 10
eV-211010-0729-0004 |  | (each) | PP-RCT 45 Elbow Short Radius, Mechanical, SDR 9 | 12
eV-211010-0736-0001 |  | (each) | PP-RCT 45 Elbow Short Radius, Mechanical, SDR 17.6 | 6
eV-211010-0736-0002 |  | (each) | PP-RCT 45 Elbow Short Radius, Mechanical, SDR 17.6 | 8
eV-211010-0736-0003 |  | (each) | PP-RCT 45 Elbow Short Radius, Mechanical, SDR 17.6 | 10
eV-211010-0736-0004 |  | (each) | PP-RCT 45 Elbow Short Radius, Mechanical, SDR 17.6 | 12
eV-211010-0745-0001 |  | (each) | PP-RCT 90 Elbow Short Radius, Mechanical, SDR 17.6 | 6
eV-211010-0745-0002 |  | (each) | PP-RCT 90 Elbow Short Radius, Mechanical, SDR 17.6 | 8
eV-211010-0745-0003 |  | (each) | PP-RCT 90 Elbow Short Radius, Mechanical, SDR 17.6 | 10
eV-211010-0745-0004 |  | (each) | PP-RCT 90 Elbow Short Radius, Mechanical, SDR 17.6 | 12
eV-211010-0755-0001 |  | (each) | PP-RCT 90 Elbow Short Radius, Mechanical, SDR 11 | 6
eV-211010-0755-0002 |  | (each) | PP-RCT 90 Elbow Short Radius, Mechanical, SDR 11 | 8
eV-211010-0755-0003 |  | (each) | PP-RCT 90 Elbow Short Radius, Mechanical, SDR 11 | 10
eV-211010-0755-0004 |  | (each) | PP-RCT 90 Elbow Short Radius, Mechanical, SDR 11 | 12
eV-211010-0759-0001 |  | (each) | PP-RCT 90 Elbow Short Radius, Mechanical, SDR 9 | 6
eV-211010-0759-0002 |  | (each) | PP-RCT 90 Elbow Short Radius, Mechanical, SDR 9 | 8
eV-211010-0759-0003 |  | (each) | PP-RCT 90 Elbow Short Radius, Mechanical, SDR 9 | 10
eV-211010-0759-0004 |  | (each) | PP-RCT 90 Elbow Short Radius, Mechanical, SDR 9 | 12
eV-211010-0856-0001 |  | (each) | PP-RCT Transition Saddle | 1-1/2 x 1/2
eV-211010-0856-0002 |  | (each) | PP-RCT Transition Saddle | 1-1/2 x 3/4
eV-211010-0856-0003 |  | (each) | PP-RCT Transition Saddle | 2 x 1/2
eV-211010-0856-0004 |  | (each) | PP-RCT Transition Saddle | 2 x 3/4
eV-211010-0856-0005 |  | (each) | PP-RCT Transition Saddle | 2-1/2 x 1/2
eV-211010-0856-0006 |  | (each) | PP-RCT Transition Saddle | 2-1/2 x 3/4
eV-211010-0856-0007 |  | (each) | PP-RCT Transition Saddle | 2-1/2 x 1
eV-211010-0856-0008 |  | (each) | PP-RCT Transition Saddle | 3 x 1/2
eV-211010-0856-0009 |  | (each) | PP-RCT Transition Saddle | 3 x 3/4
eV-211010-0856-0010 |  | (each) | PP-RCT Transition Saddle | 3 x 1
eV-211010-0856-0011 |  | (each) | PP-RCT Transition Saddle | 4 x 1/2
eV-211010-0856-0012 |  | (each) | PP-RCT Transition Saddle | 4 x 3/4
eV-211010-0856-0013 |  | (each) | PP-RCT Transition Saddle | 4 x 1
eV-211010-0856-0014 |  | (each) | PP-RCT Transition Saddle | 6 x 1/2
eV-211010-0856-0015 |  | (each) | PP-RCT Transition Saddle | 6 x 3/4
eV-211010-0856-0016 |  | (each) | PP-RCT Transition Saddle | 6 x 1
eV-211010-0856-0017 |  | (each) | PP-RCT Transition Saddle | 8 x 1/2
eV-211010-0856-0018 |  | (each) | PP-RCT Transition Saddle | 8 x 3/4
eV-211010-0856-0019 |  | (each) | PP-RCT Transition Saddle | 8 x 1
eV-211010-0856-0020 |  | (each) | PP-RCT Transition Saddle | 10 x 1/2
eV-211010-0856-0021 |  | (each) | PP-RCT Transition Saddle | 10 x 3/4
eV-211010-0856-0022 |  | (each) | PP-RCT Transition Saddle | 10 x 1
eV-211010-1131-0001 |  | (each) | ProPEX LF Brass Ball Valve (full port) | 1/2
eV-211010-1131-0002 |  | (each) | ProPEX LF Brass Ball Valve (full port) | 3/4
eV-211010-1131-0003 |  | (each) | ProPEX LF Brass Ball Valve (full port) | 1

## Link
Hyperlink
URL: | http://
Page Number: